{"text_format":"1","workbook":"xlsx","n_sheets":12,"sheets":["Startseite","Schadstoffbelastung","y","z","Tabelle2","Sanierungsdesign","Bodencharakterisierung","Grundwassercharakterisierung","Stoffdatenbank","Heterogenität","Sanierungsdauer","Ergebnisse"],"not_rendered":{"charts":7,"images":2,"macros":1,"external_links":1,"defined_names":39,"comments":0,"pivot_tables":0},"unopened":[],"bounds":{"document_bytes":16777216,"sheet_cells":100000,"rows_first":2000,"rows_last":500,"rows_between":2000,"halvings":0,"cell_chars":16384,"cell_head_chars":4096},"cells_cut":0,"cells_raw":0,"read":"whole","date_system":"1900"}

{"sheet":"Startseite","index":0,"n_rows":33,"n_cols":2,"rows_kept":33,"cut":false,"hidden":false,"merged":[]}
[]
["Berechnung der Sanierungsdauer"]
[]
["Pump-and-Treat"]
[]
["Version 1.0"]
[]
[]
[]
[]
[]
[]
[]
[]
[]
[]
[]
[]
[]
[]
[]
[]
[]
[]
[]
[]
[]
[]
[]
[]
[]
[]
["Excelversion",{"$f":"INFO(\"VERSION\")","v":"16.0"}]

{"sheet":"Schadstoffbelastung","index":1,"n_rows":45,"n_cols":26,"rows_kept":45,"cut":false,"hidden":true,"merged":[[9,7,10,8],[0,20,1,20],[0,21,1,21],[0,22,1,22],[0,23,1,23],[0,10,1,10],[0,24,1,24],[0,25,1,25],[0,12,1,13],[0,14,1,14],[0,15,1,15],[0,16,1,16],[0,17,1,17],[0,18,1,18],[0,1,1,1],[0,3,1,3],[0,4,1,4],[0,7,1,8],[0,9,1,9]]}
[null,"Schadstoff",null,"MB + 2 s \n[mg/m² OS]","Inventar \n[kg]",null,null,"Geometrie des Schadensherdes",null,"Einheit","Wert",null," Schadstoffstatistik",null,"Einheit","LCKW","AKW","Oxigenate","n-Alkane",null,"Mittl. Konz. (GW) \n[µg/L]","Mittl. Konz. (GW) \n[µmol/L]","Sättigungskonz.       Ci [µg/L]","Grenzkonz. Boden [mg/kg]","Mittlere Konz. Boden [mg/kg]","Residualphase [mg/kg]"]
[]
[null,"Tetrachlorethen","PCE",12164.065317158194,12.890129999999997,null,null,"Mittlere Länge (Schadensherd)",null,"m",55,null," Minimum",null,"mg/kg OS",49625.224999999991,98007.599999999991,12872.374999999998,12872.374999999998,null,"",{"$f":"IF(U3<>\"\",U3/Stoffdatenbank!L4,\"\")","v":""},{"$f":"IF(V3<>\"\",Stoffdatenbank!H4*1000*(Schadstoffbelastung!V3/Schadstoffbelastung!$V$16),\"\")","v":""},{"$f":"IF(W3<>\"\",(W3/(1000)*Bodencharakterisierung!$E$10*((Stoffdatenbank!D4*foc)+n)),\"\")","v":""},{"$f":"IF(E3<>\"\",(E3/$K$11)*1000,\"\")","v":0.24021277904187929},{"$f":"IF(Y3<>\"\",IF(Y3<X3,0,Y3-X3),0)","v":0}]
[null,"Trichlorethen","TCE",14143.679112614185,16.015009999999997,null,null,"Mittlere Breite (Schadensherd)",null,"m",40,null," Maximum",null,"mg/kg OS",808038.92749999987,2201992.8549999995,124471.42749999999,124471.42749999999,null,136067,{"$f":"IF(U4<>\"\",U4/Stoffdatenbank!L5,\"\")","v":1038.679389312977},{"$f":"IF(V4<>\"\",Stoffdatenbank!H5*1000*(Schadstoffbelastung!V4/Schadstoffbelastung!$V$16),\"\")","v":94123.854212617618},{"$f":"IF(W4<>\"\",(W4/(1000)*Bodencharakterisierung!$E$10*((Stoffdatenbank!D5*foc)+n)),\"\")","v":232.43415178534858},{"$f":"IF(E4<>\"\",(E4/$K$11)*1000,\"\")","v":0.29844618002172885},{"$f":"IF(Y4<>\"\",IF(Y4<X4,0,Y4-X4),0)","v":0}]
[null,"cis-1,2-Dichlorethen","cDCE",16108.399433659182,16.643892099999999,null,null,"Fläche der Belastung",null,"m²",{"$f":"K3*K4","v":2200},null," Median",null,"mg/kg OS",68179.199999999983,123663.575,28763.1,17666.224999999999,null,136067,{"$f":"IF(U5<>\"\",U5/Stoffdatenbank!L6,\"\")","v":1402.7525773195875},{"$f":"IF(V5<>\"\",Stoffdatenbank!H6*1000*(Schadstoffbelastung!V5/Schadstoffbelastung!$V$16),\"\")","v":444905.02223180589},{"$f":"IF(W5<>\"\",(W5/(1000)*Bodencharakterisierung!$E$10*((Stoffdatenbank!D6*foc)+n)),\"\")","v":559.44582020538428},0.31016565196892359,0]
[null,"trans-1,2-Dichlorethen","tDCE",129519.51764456794,66.013089999999991,null,null,"Oberkante der Belastung",null,"m u. GOK",3.9,null," Mittlere Konzentration (arithm.)",null,"mg/kg OS",218441.54049999997,534837.41599999997,45294.780499999993,38636.655499999993,null,136067,{"$f":"IF(U6<>\"\",U6/Stoffdatenbank!L7,\"\")","v":1402.7525773195875},{"$f":"IF(V6<>\"\",Stoffdatenbank!H7*1000*(Schadstoffbelastung!V6/Schadstoffbelastung!$V$16),\"\")","v":800829.04001725058},{"$f":"IF(W6<>\"\",(W6/(1000)*Bodencharakterisierung!$E$10*((Stoffdatenbank!D7*foc)+n)),\"\")","v":1128.328075932305},1.2301805956993215,0]
[null,"1,1-Dichlorethen","11DCE",97059.339457955357,55.857229999999994,null,null,"Unterkante der Belastung",null,"m u. GOK",20,null," Standardabweichung",null,"mg/kg OS",311312.47793360916,878807.94295183744,43279.027370088028,45337.642872505596,null,136067,{"$f":"IF(U7<>\"\",U7/Stoffdatenbank!L8,\"\")","v":1402.7525773195875},{"$f":"IF(V7<>\"\",Stoffdatenbank!H8*1000*(Schadstoffbelastung!V7/Schadstoffbelastung!$V$16),\"\")","v":317789.30159414705},{"$f":"IF(W7<>\"\",(W7/(1000)*Bodencharakterisierung!$E$10*((Stoffdatenbank!D8*foc)+n)),\"\")","v":498.34971471135395},1.0409220425148105,0]
[null,"Vinylchlorid","VC",305282.52014900005,144.91630999999998,null,null,"Mittlere Mächtigkeit (Schadensherd)",null,"m",{"$f":"K7-K6","v":16.100000000000001},null," MW + 2 s",null,"mg/kg OS",841066.49636721832,2292453.3019036748,131852.83524017606,129311.94124501118,null,136067,{"$f":"IF(U8<>\"\",U8/Stoffdatenbank!L9,\"\")","v":2159.7936507936506},{"$f":"IF(V8<>\"\",Stoffdatenbank!H9*1000*(Schadstoffbelastung!V8/Schadstoffbelastung!$V$16),\"\")","v":215289.64114346344},{"$f":"IF(W8<>\"\",(W8/(1000)*Bodencharakterisierung!$E$10*((Stoffdatenbank!D9*foc)+n)),\"\")","v":303.33233988908273},2.7005739704405221,0]
[null,"Tetrachlormethan","CT",305302.90633436252,143.47105299999996,null,null,"Bodenlagerungsdichte",null,"kg/L",1.5149999999999999,null," Schadstoffinventar (mittelwertbezogen)",null,"kg",2058.2390785905868,2866.3486134737982,756.5028746028097,1489.9407099375301,null,136067,{"$f":"IF(U9<>\"\",U9/Stoffdatenbank!L10,\"\")","v":883.5519480519481},{"$f":"IF(V9<>\"\",Stoffdatenbank!H10*1000*(Schadstoffbelastung!V9/Schadstoffbelastung!$V$16),\"\")","v":64053.116373261866},{"$f":"IF(W9<>\"\",(W9/(1000)*Bodencharakterisierung!$E$10*((Stoffdatenbank!D10*foc)+n)),\"\")","v":309.17094157929671},2.6736410224873413,0]
[null,"Trichlormethan","CF",15899.553218652112,9.7652499999999982,null,null,"Volumen kontaminierter Boden",null,"m³",{"$f":"K8*K5","v":35420},null," Schadstoffinventar (flächengewichtet)",null,"kg",480.57138909999992,738.97943459999976,208.60527049999993,412.81617849999986,null,136067,{"$f":"IF(U10<>\"\",U10/Stoffdatenbank!L11,\"\")","v":1143.420168067227},{"$f":"IF(V10<>\"\",Stoffdatenbank!H11*1000*(Schadstoffbelastung!V10/Schadstoffbelastung!$V$16),\"\")","v":849645.74953944411},{"$f":"IF(W10<>\"\",(W10/(1000)*Bodencharakterisierung!$E$10*((Stoffdatenbank!D11*foc)+n)),\"\")","v":1083.9623288160565},0.1819793780620298,0]
[null,"Dichlormethan","DCM",13047.92866966353,4.8826249999999991,null,null,null,null,"t",{"$f":"K10*K9","v":53661.299999999996},null," Residualphase",null,"kg",{"$f":"Z16","v":0},{"$f":"Z34","v":0},{"$f":"Z45","v":0},{"$f":"Z41","v":0},null,136067,{"$f":"IF(U11<>\"\",U11/Stoffdatenbank!L12,\"\")","v":1600.7882352941176},{"$f":"IF(V11<>\"\",Stoffdatenbank!H12*1000*(Schadstoffbelastung!V11/Schadstoffbelastung!$V$16),\"\")","v":2581949.0944479983},{"$f":"IF(W11<>\"\",(W11/(1000)*Bodencharakterisierung!$E$10*((Stoffdatenbank!D12*foc)+n)),\"\")","v":1766.111274457056},9.0989689031014898E-2,0]
[null,"1,1,1-Trichlorethan","111TCA",6263.0057614384941,2.3436599999999994,null,null,"Grundwasserstand",null,"m u. GOK",3.9,null,null,null,null,null,null,null,null,null,100,{"$f":"IF(U12<>\"\",U12/Stoffdatenbank!L13,\"\")","v":0.74960271056340144},{"$f":"IF(V12<>\"\",Stoffdatenbank!H13*1000*(Schadstoffbelastung!V12/Schadstoffbelastung!$V$16),\"\")","v":88.306503492918026},{"$f":"IF(W12<>\"\",(W12/(1000)*Bodencharakterisierung!$E$10*((Stoffdatenbank!D13*foc)+n)),\"\")","v":0.23679830444143429},4.3675050734887151E-2,0]
[null,"1,1,2-Trichlorethan","112TCA",7724.3737724408102,2.8905139999999996,null,null,"Aquifermächtigkeit",null,"m",16.100000000000001,null,null,null,null,null,null,null,null,null,"",{"$f":"IF(U13<>\"\",U13/Stoffdatenbank!L14,\"\")","v":""},{"$f":"IF(V13<>\"\",Stoffdatenbank!H14*1000*(Schadstoffbelastung!V13/Schadstoffbelastung!$V$16),\"\")","v":""},{"$f":"IF(W13<>\"\",(W13/(1000)*Bodencharakterisierung!$E$10*((Stoffdatenbank!D14*foc)+n)),\"\")","v":""},5.3865895906360817E-2,0]
[null,"1,1-Dichlorethan","11DCA",13047.92866966353,4.8826249999999991,null,null,null,null,null,null,null,null,null,null,null,null,null,null,null,"",{"$f":"IF(U14<>\"\",U14/Stoffdatenbank!L15,\"\")","v":""},{"$f":"IF(V14<>\"\",Stoffdatenbank!H15*1000*(Schadstoffbelastung!V14/Schadstoffbelastung!$V$16),\"\")","v":""},{"$f":"IF(W14<>\"\",(W14/(1000)*Bodencharakterisierung!$E$10*((Stoffdatenbank!D15*foc)+n)),\"\")","v":""},9.0989689031014898E-2,0]
[null,"1,2-Dichlorethan","12DCA","",0,null,null,null,null,null,null,null,null,null,null,null,null,null,null,null,"",{"$f":"IF(U15<>\"\",U15/Stoffdatenbank!L16,\"\")","v":""},{"$f":"IF(V15<>\"\",Stoffdatenbank!H16*1000*(Schadstoffbelastung!V15/Schadstoffbelastung!$V$16),\"\")","v":""},{"$f":"IF(W15<>\"\",(W15/(1000)*Bodencharakterisierung!$E$10*((Stoffdatenbank!D16*foc)+n)),\"\")","v":""},0,0]
[null,"LCKW",null,803766.73139538092,480.57138909999992,null,null,null,null,null,null,null,null,null,null,null,null,null,null,null,1088636,{"$f":"SUM(V3:V15)","v":11035.240726189246},{"$f":"SUM(W3:W15)","v":5368673.1260634828},null,{"$f":"SUM(Y3:Y15)","v":8.9556419449398348},{"$f":"SUM(Z3:Z15)","v":0}]
[null,"Benzol","B","",0,null,null,null,null,null,null,null,null,null,null,null,null,null,null,null,"",{"$f":"IF(U17<>\"\",U17/Stoffdatenbank!L18,\"\")","v":""},{"$f":"IF(V17<>\"\",Stoffdatenbank!H18*1000*(Schadstoffbelastung!V17/Schadstoffbelastung!$V$34),\"\")","v":""},{"$f":"IF(W17<>\"\",(W17/(1000)*Bodencharakterisierung!$E$10*((Stoffdatenbank!D18*foc)+n)),\"\")","v":""},{"$f":"IF(E17<>\"\",(E17/$K$11)*1000,\"\")","v":0},{"$f":"IF(Y17<>\"\",IF(Y17<X17,0,Y17-X17),0)","v":0}]
[null,"Toluol","T",843.11578968571393,0.40232829999999997,null,null,null,null,null,null,null,null,null,null,null,null,null,null,null,136067,{"$f":"IF(U18<>\"\",U18/Stoffdatenbank!L19,\"\")","v":1478.9891304347825},{"$f":"IF(V18<>\"\",Stoffdatenbank!H19*1000*(Schadstoffbelastung!V18/Schadstoffbelastung!$V$34),\"\")","v":86594.051110180138},{"$f":"IF(W18<>\"\",(W18/(1000)*Bodencharakterisierung!$E$10*((Stoffdatenbank!D19*foc)+n)),\"\")","v":436.8626581483033},{"$f":"IF(E18<>\"\",(E18/$K$11)*1000,\"\")","v":7.4975503761556287E-3},{"$f":"IF(Y18<>\"\",IF(Y18<X18,0,Y18-X18),0)","v":0}]
[null,"Ethylbenzol","ETBE",157810.3228163028,89.44968999999999,null,null,null,null,null,null,null,null,null,null,null,null,null,null,null,136067,{"$f":"IF(U19<>\"\",U19/Stoffdatenbank!L20,\"\")","v":1283.6509433962265},{"$f":"IF(V19<>\"\",Stoffdatenbank!H20*1000*(Schadstoffbelastung!V19/Schadstoffbelastung!$V$34),\"\")","v":24570.590699622957},{"$f":"IF(W19<>\"\",(W19/(1000)*Bodencharakterisierung!$E$10*((Stoffdatenbank!D20*foc)+n)),\"\")","v":421.75296082949308},{"$f":"IF(E19<>\"\",(E19/$K$11)*1000,\"\")","v":1.666931103048193},0]
[null,"o-Xylol","oX",122811.33039940186,83.844436499999986,null,null,null,null,null,null,null,null,null,null,null,null,null,null,null,136067,{"$f":"IF(U20<>\"\",U20/Stoffdatenbank!L21,\"\")","v":1283.6509433962265},{"$f":"IF(V20<>\"\",Stoffdatenbank!H21*1000*(Schadstoffbelastung!V20/Schadstoffbelastung!$V$34),\"\")","v":26015.919564306663},{"$f":"IF(W20<>\"\",(W20/(1000)*Bodencharakterisierung!$E$10*((Stoffdatenbank!D21*foc)+n)),\"\")","v":340.14383954754931},1.5624749400405877,0]
[null,"m-Xylol","mX",327263.10199548607,201.65241249999994,null,null,null,null,null,null,null,null,null,null,null,null,null,null,null,136067,{"$f":"IF(U21<>\"\",U21/Stoffdatenbank!L22,\"\")","v":1283.6509433962265},{"$f":"IF(V21<>\"\",Stoffdatenbank!H22*1000*(Schadstoffbelastung!V21/Schadstoffbelastung!$V$34),\"\")","v":25148.722245496439},{"$f":"IF(W21<>\"\",(W21/(1000)*Bodencharakterisierung!$E$10*((Stoffdatenbank!D22*foc)+n)),\"\")","v":385.95618286552161},3.7578741569809146,0]
[null,"p-Xylol","pX",327263.10199548607,201.65241249999994,null,null,null,null,null,null,null,null,null,null,null,null,null,null,null,136067,{"$f":"IF(U22<>\"\",U22/Stoffdatenbank!L23,\"\")","v":1283.6509433962265},{"$f":"IF(V22<>\"\",Stoffdatenbank!H23*1000*(Schadstoffbelastung!V22/Schadstoffbelastung!$V$34),\"\")","v":28906.577293674069},{"$f":"IF(W22<>\"\",(W22/(1000)*Bodencharakterisierung!$E$10*((Stoffdatenbank!D23*foc)+n)),\"\")","v":399.83433179723505},3.7578741569809146,0]
[null,"n-Propylbenzol","nPB",6117.7322475686706,2.5584954999999994,null,null,null,null,null,null,null,null,null,null,null,null,null,null,null,136067,{"$f":"IF(U23<>\"\",U23/Stoffdatenbank!L24,\"\")","v":1133.8916666666667},{"$f":"IF(V23<>\"\",Stoffdatenbank!H24*1000*(Schadstoffbelastung!V23/Schadstoffbelastung!$V$34),\"\")","v":7660.2429828236272},{"$f":"IF(W23<>\"\",(W23/(1000)*Bodencharakterisierung!$E$10*((Stoffdatenbank!D24*foc)+n)),\"\")","v":117.56136604524505},4.7678597052251803E-2,0]
[null,"Isopropylbenzol","iPB",10484.108758222441,4.3943624999999988,null,null,null,null,null,null,null,null,null,null,null,null,null,null,null,136067,{"$f":"IF(U24<>\"\",U24/Stoffdatenbank!L25,\"\")","v":1133.8916666666667},{"$f":"IF(V24<>\"\",Stoffdatenbank!H25*1000*(Schadstoffbelastung!V24/Schadstoffbelastung!$V$34),\"\")","v":6383.5358190196894},{"$f":"IF(W24<>\"\",(W24/(1000)*Bodencharakterisierung!$E$10*((Stoffdatenbank!D25*foc)+n)),\"\")","v":94.09938233137828},8.1890720127913402E-2,0]
[null,"o-Ethyltoluol","oET",10484.108758222441,4.3943624999999988,null,null,null,null,null,null,null,null,null,null,null,null,null,null,null,"",{"$f":"IF(U25<>\"\",U25/Stoffdatenbank!L26,\"\")","v":""},{"$f":"IF(V25<>\"\",Stoffdatenbank!H26*1000*(Schadstoffbelastung!V25/Schadstoffbelastung!$V$34),\"\")","v":""},{"$f":"IF(W25<>\"\",(W25/(1000)*Bodencharakterisierung!$E$10*((Stoffdatenbank!D26*foc)+n)),\"\")","v":""},8.1890720127913402E-2,0]
[null,"m-Ethyltoluol","oET",6117.7322475686706,2.5584954999999994,null,null,null,null,null,null,null,null,null,null,null,null,null,null,null,"",{"$f":"IF(U26<>\"\",U26/Stoffdatenbank!L27,\"\")","v":""},{"$f":"IF(V26<>\"\",Stoffdatenbank!H27*1000*(Schadstoffbelastung!V26/Schadstoffbelastung!$V$34),\"\")","v":""},{"$f":"IF(W26<>\"\",(W26/(1000)*Bodencharakterisierung!$E$10*((Stoffdatenbank!D27*foc)+n)),\"\")","v":""},4.7678597052251803E-2,0]
[null,"p-Ethyltoluol","pET",10484.108758222441,4.3943624999999988,null,null,null,null,null,null,null,null,null,null,null,null,null,null,null,"",{"$f":"IF(U27<>\"\",U27/Stoffdatenbank!L28,\"\")","v":""},{"$f":"IF(V27<>\"\",Stoffdatenbank!H28*1000*(Schadstoffbelastung!V27/Schadstoffbelastung!$V$34),\"\")","v":""},{"$f":"IF(W27<>\"\",(W27/(1000)*Bodencharakterisierung!$E$10*((Stoffdatenbank!D28*foc)+n)),\"\")","v":""},8.1890720127913402E-2,0]
[null,"1,2-Diethylbenzol","12DEB",10484.108758222441,4.3943624999999988,null,null,null,null,null,null,null,null,null,null,null,null,null,null,null,"",{"$f":"IF(U28<>\"\",U28/Stoffdatenbank!L29,\"\")","v":""},{"$f":"IF(V28<>\"\",Stoffdatenbank!H29*1000*(Schadstoffbelastung!V28/Schadstoffbelastung!$V$34),\"\")","v":""},{"$f":"IF(W28<>\"\",(W28/(1000)*Bodencharakterisierung!$E$10*((Stoffdatenbank!D29*foc)+n)),\"\")","v":""},8.1890720127913402E-2,0]
[null,"1,3-Diethylbenzol","13DEB","",0,null,null,null,null,null,null,null,null,null,null,null,null,null,null,null,"",{"$f":"IF(U29<>\"\",U29/Stoffdatenbank!L30,\"\")","v":""},{"$f":"IF(V29<>\"\",Stoffdatenbank!H30*1000*(Schadstoffbelastung!V29/Schadstoffbelastung!$V$34),\"\")","v":""},{"$f":"IF(W29<>\"\",(W29/(1000)*Bodencharakterisierung!$E$10*((Stoffdatenbank!D30*foc)+n)),\"\")","v":""},0,0]
[null,"1,4-Diethylbenzol","14DEB","",0,null,null,null,null,null,null,null,null,null,null,null,null,null,null,null,"",{"$f":"IF(U30<>\"\",U30/Stoffdatenbank!L31,\"\")","v":""},{"$f":"IF(V30<>\"\",Stoffdatenbank!H31*1000*(Schadstoffbelastung!V30/Schadstoffbelastung!$V$34),\"\")","v":""},{"$f":"IF(W30<>\"\",(W30/(1000)*Bodencharakterisierung!$E$10*((Stoffdatenbank!D31*foc)+n)),\"\")","v":""},0,0]
[null,"1,2,3-Trimethylbenzol","123TMB",40071.721916495975,19.046143599999997,null,null,null,null,null,null,null,null,null,null,null,null,null,null,null,"",{"$f":"IF(U31<>\"\",U31/Stoffdatenbank!L32,\"\")","v":""},{"$f":"IF(V31<>\"\",Stoffdatenbank!H32*1000*(Schadstoffbelastung!V31/Schadstoffbelastung!$V$34),\"\")","v":""},{"$f":"IF(W31<>\"\",(W31/(1000)*Bodencharakterisierung!$E$10*((Stoffdatenbank!D32*foc)+n)),\"\")","v":""},0.35493257897218289,0]
[null,"1,2,4-Trimethylbenzol","124TMB",208177.48886526612,92.285518599999975,null,null,null,null,null,null,null,null,null,null,null,null,null,null,null,"",{"$f":"IF(U32<>\"\",U32/Stoffdatenbank!L33,\"\")","v":""},{"$f":"IF(V32<>\"\",Stoffdatenbank!H33*1000*(Schadstoffbelastung!V32/Schadstoffbelastung!$V$34),\"\")","v":""},{"$f":"IF(W32<>\"\",(W32/(1000)*Bodencharakterisierung!$E$10*((Stoffdatenbank!D33*foc)+n)),\"\")","v":""},1.7197779144374064,0]
[null,"1,3,5-Trimethylbenzol","135TMB",64473.650091028801,27.952051599999997,null,null,null,null,null,null,null,null,null,null,null,null,null,null,null,"",{"$f":"IF(U33<>\"\",U33/Stoffdatenbank!L34,\"\")","v":""},{"$f":"IF(V33<>\"\",Stoffdatenbank!H34*1000*(Schadstoffbelastung!V33/Schadstoffbelastung!$V$34),\"\")","v":""},{"$f":"IF(W33<>\"\",(W33/(1000)*Bodencharakterisierung!$E$10*((Stoffdatenbank!D34*foc)+n)),\"\")","v":""},0.52089777176475405,0]
[null,"AKW",null,1183508.5763650616,738.97943459999976,null,null,null,null,null,null,null,null,null,null,null,null,null,null,null,680335,{"$f":"SUM(V17:V33)","v":8881.3762373530226},{"$f":"SUM(W17:W33)","v":205279.6397151236},null,{"$f":"SUM(Y17:Y33)","v":13.77118024721727},{"$f":"SUM(Z17:Z33)","v":0}]
[null,"n-Pentan","nC5",327263.10199548607,201.65241249999994,null,null,null,null,null,null,null,null,null,null,null,null,null,null,null,"",{"$f":"IF(U35<>\"\",U35/Stoffdatenbank!L36,\"\")","v":""},{"$f":"IF(V35<>\"\",Stoffdatenbank!H36*1000*(Schadstoffbelastung!V35/Schadstoffbelastung!$V$41),\"\")","v":""},{"$f":"IF(W35<>\"\",(W35/(1000)*Bodencharakterisierung!$E$10*((Stoffdatenbank!D36*foc)+n)),\"\")","v":""},{"$f":"IF(E35<>\"\",(E35/$K$11)*1000,\"\")","v":3.7578741569809146},{"$f":"IF(Y35<>\"\",IF(Y35<X35,0,Y35-X35),0)","v":0}]
[null,"n-Hexan","nC6",6117.7322475686706,2.5584954999999994,null,null,null,null,null,null,null,null,null,null,null,null,null,null,null,136067,{"$f":"IF(U36<>\"\",U36/Stoffdatenbank!L37,\"\")","v":1582.1744186046512},{"$f":"IF(V36<>\"\",Stoffdatenbank!H37*1000*(Schadstoffbelastung!V36/Schadstoffbelastung!$V$41),\"\")","v":2569.4425458051978},{"$f":"IF(W36<>\"\",(W36/(1000)*Bodencharakterisierung!$E$10*((Stoffdatenbank!D37*foc)+n)),\"\")","v":80.695784121430748},4.7678597052251803E-2,0]
[null,"n-Heptan","nC7",10484.108758222441,4.3943624999999988,null,null,null,null,null,null,null,null,null,null,null,null,null,null,null,136067,{"$f":"IF(U37<>\"\",U37/Stoffdatenbank!L38,\"\")","v":1360.67},{"$f":"IF(V37<>\"\",Stoffdatenbank!H38*1000*(Schadstoffbelastung!V37/Schadstoffbelastung!$V$41),\"\")","v":486.13852966634352},{"$f":"IF(W37<>\"\",(W37/(1000)*Bodencharakterisierung!$E$10*((Stoffdatenbank!D38*foc)+n)),\"\")","v":38.909288261243482},8.1890720127913402E-2,0]
[null,"n-Octan","nC8",327263.10199548607,201.65241249999994,null,null,null,null,null,null,null,null,null,null,null,null,null,null,null,136067,{"$f":"IF(U38<>\"\",U38/Stoffdatenbank!L39,\"\")","v":1193.5701754385964},{"$f":"IF(V38<>\"\",Stoffdatenbank!H39*1000*(Schadstoffbelastung!V38/Schadstoffbelastung!$V$41),\"\")","v":135.68459759427446},{"$f":"IF(W38<>\"\",(W38/(1000)*Bodencharakterisierung!$E$10*((Stoffdatenbank!D39*foc)+n)),\"\")","v":35.794539853322881},3.7578741569809146,0]
[null,"n-Nonan","nC9",6117.7322475686706,2.5584954999999994,null,null,null,null,null,null,null,null,null,null,null,null,null,null,null,136067,{"$f":"IF(U39<>\"\",U39/Stoffdatenbank!L40,\"\")","v":1063.0234375},{"$f":"IF(V39<>\"\",Stoffdatenbank!H40*1000*(Schadstoffbelastung!V39/Schadstoffbelastung!$V$41),\"\")","v":20.716130525554409},{"$f":"IF(W39<>\"\",(W39/(1000)*Bodencharakterisierung!$E$10*((Stoffdatenbank!D40*foc)+n)),\"\")","v":8.6537688847638421},4.7678597052251803E-2,0]
[null,"n-Decan","nC10","",0,null,null,null,null,null,null,null,null,null,null,null,null,null,null,null,136067,{"$f":"IF(U40<>\"\",U40/Stoffdatenbank!L41,\"\")","v":958.21830985915494},{"$f":"IF(V40<>\"\",Stoffdatenbank!H41*1000*(Schadstoffbelastung!V40/Schadstoffbelastung!$V$41),\"\")","v":7.7807063006777115},{"$f":"IF(W40<>\"\",(W40/(1000)*Bodencharakterisierung!$E$10*((Stoffdatenbank!D41*foc)+n)),\"\")","v":25.793173269718409},0,0]
[null,"n-Alkane",null,652516.07906802814,412.81617849999986,null,null,null,null,null,null,null,null,null,null,null,null,null,null,null,680335,{"$f":"SUM(V35:V40)","v":6157.6563414024031},{"$f":"SUM(W35:W40)","v":3219.7625098920475},null,{"$f":"SUM(Y35:Y40)","v":7.6929962281942457},{"$f":"SUM(Z35:Z40)","v":0}]
[null,"MTBE (Methyl-tert-butylether)",null,327263.10199548607,201.65241249999994,null,null,null,null,null,null,null,null,null,null,null,null,null,null,null,136067,{"$f":"IF(U42<>\"\",U42/Stoffdatenbank!L43,\"\")","v":1543.6198212097836},{"$f":"IF(V42<>\"\",Stoffdatenbank!H43*1000*(V42/$V$45),\"\")","v":27518395.448154401},{"$f":"IF(W42<>\"\",(W42/(1000)*Bodencharakterisierung!$E$10*((Stoffdatenbank!D43*foc)+n)),\"\")","v":18343.762405739726},{"$f":"IF(E42<>\"\",(E42/$K$11)*1000,\"\")","v":3.7578741569809146},{"$f":"IF(Y42<>\"\",IF(Y42<X42,0,Y42-X42),0)","v":0}]
[null,"ETBE (Ethyl-tert-butylether)",null,6117.7322475686706,2.5584954999999994,null,null,null,null,null,null,null,null,null,null,null,null,null,null,null,136067,{"$f":"IF(U43<>\"\",U43/Stoffdatenbank!L44,\"\")","v":1331.708014109154},{"$f":"IF(V43<>\"\",Stoffdatenbank!H44*1000*(V43/$V$45),\"\")","v":5557799.6960952654},{"$f":"IF(W43<>\"\",(W43/(1000)*Bodencharakterisierung!$E$10*((Stoffdatenbank!D44*foc)+n)),\"\")","v":3536.4279466254175},{"$f":"IF(E43<>\"\",(E43/$K$11)*1000,\"\")","v":4.7678597052251803E-2},{"$f":"IF(Y43<>\"\",IF(Y43<X43,0,Y43-X43),0)","v":0}]
[null,"TBA (tert-Butylalkohol) ",null,10484.108758222441,4.3943624999999988,null,null,null,null,null,null,null,null,null,null,null,null,null,null,null,"",{"$f":"IF(U44<>\"\",U44/Stoffdatenbank!L45,\"\")","v":""},null,{"$f":"IF(W44<>\"\",(W44/(1000)*Bodencharakterisierung!$E$10*((Stoffdatenbank!D45*foc)+n)),\"\")","v":""},{"$f":"IF(E44<>\"\",(E44/$K$11)*1000,\"\")","v":8.1890720127913402E-2},{"$f":"IF(Y44<>\"\",IF(Y44<X44,0,Y44-X44),0)","v":0}]
[null,"Oxigenate",null,325902.11963429418,208.60527049999993,null,null,null,null,null,null,null,null,null,null,null,null,null,null,null,272134,{"$f":"SUM(V42:V44)","v":2875.3278353189376},{"$f":"SUM(W42:W43)","v":33076195.144249666},null,{"$f":"SUM(Y42:Y44)","v":3.8874434741610799},{"$f":"SUM(Z42:Z44)","v":0}]

{"sheet":"y","index":2,"n_rows":126,"n_cols":28,"rows_kept":126,"cut":false,"hidden":true,"merged":[[75,29,77,29],[65,0,65,20],[74,0,74,21],[75,0,76,0],[75,21,125,21],[75,22,76,22],[75,23,76,23],[78,0,78,20],[93,0,93,20],[113,0,113,20],[121,0,121,20],[75,24,76,24],[75,25,76,25],[75,26,76,26],[75,27,76,27],[75,28,77,28],[22,24,24,24],[22,25,24,25],[22,26,24,26],[25,0,25,20],[40,0,40,20],[22,22,24,22],[22,23,24,23],[60,0,60,20],[0,0,0,21],[20,0,20,21],[22,0,23,0],[22,21,23,21]]}
[]
[]
[]
[]
[]
[]
[]
[]
[]
[]
[]
[]
[]
[]
[]
[]
[]
[]
[]
[]
["Mittlere Schadstoffmasse im gesättigten Boden (Einheitsfläche) (MB) [mg/m²]                             "]
[]
["Sondierung",1,2,3,4,5,6,7,8,9,10,11,12,13,14,15,16,17,18,19,20,"Summe"," Mittlere Flächen-Konz. (MB) [mg/m²]"," Standard-abweich. (MB) [mg/m²]","MB + 2 s  [mg/m²]"," Inventar \n(MB-bezogen) [kg]"," Inventar (flächenbezogen) [kg]"]
[]
["Flächenrepräsentanz [m²]",220,220,220,220,220,220,220,220,220,220,null,null,null,null,null,null,null,null,null,null,{"$f":"IF(SUM(B25:U25)=Sanierungsfläche,SUM(y!B25:U25),\"Σ ≠ \"&Schadstoffbelastung!$K$5&\"!\")","v":2200}]
["Leichtflüchtige chlorierte Kohlenwasserstoffe (LCKW) ",null,null,null,null,null,null,null,null,null,null,null,null,null,null,null,null,null,null,null,null,"kg"]
["Tetrachlorethen",null,5060.1749999999993,6569.3499999999995,6569.3499999999995,null,5060.1749999999993,6569.3499999999995,6569.3499999999995,11096.874999999998,11096.874999999998,null,null,null,null,null,null,null,null,null,null,{"$f":"SUMPRODUCT($B$25:$U$25,B27:U27)/1000/1000","v":12.890129999999997},{"$f":"IF(SUM($B27:$U27)>0,AVERAGE($B27:$U27),\"\")","v":7323.9374999999991},{"$f":"IF(SUM($B27:$U27)>0,_xlfn.STDEV.S(B27:U27),\"\")","v":2420.0639085790976},{"$f":"IF(SUM($B27:$U27)>0,W27+X27*2,\"\")","v":12164.065317158194},{"$f":"IF(Y27<>\"\",Y27*$V$25/1000/1000,\"\")","v":26.760943697748029},{"$f":"V27","v":12.890129999999997}]
["Trichlorethen",null,8877.4999999999982,11096.874999999998,11096.874999999998,null,8877.4999999999982,11096.874999999998,11096.874999999998,5326.4999999999991,5326.4999999999991,null,null,null,null,null,null,null,null,null,null,{"$f":"SUMPRODUCT($B$25:$U$25,B28:U28)/1000/1000","v":16.015009999999997},{"$f":"IF(SUM($B28:$U28)>0,AVERAGE($B28:$U28),\"\")","v":9099.4374999999982},2522.1208063070935,14143.679112614185,{"$f":"IF(Y28<>\"\",Y28*$V$25/1000/1000,\"\")","v":31.116094047751208},16.015009999999997]
["cis-1,2-Dichlorethen",186.42749999999998,8877.4999999999982,11096.874999999998,11096.874999999998,186.42749999999998,8877.4999999999982,11096.874999999998,11096.874999999998,6569.3499999999995,6569.3499999999995,null,null,null,null,null,null,null,null,null,null,{"$f":"SUMPRODUCT($B$25:$U$25,B29:U29)/1000/1000","v":16.643892099999999},{"$f":"IF(SUM($B29:$U29)>0,AVERAGE($B29:$U29),\"\")","v":7565.4055000000008},4271.4969668295907,16108.399433659182,35.438478754050202,16.643892099999999]
["trans-1,2-Dichlorethen",124284.99999999999,3994.8749999999995,5326.4999999999991,5326.4999999999991,124284.99999999999,3994.8749999999995,5326.4999999999991,5326.4999999999991,11096.874999999998,11096.874999999998,null,null,null,null,null,null,null,null,null,null,66.013089999999991,30005.949999999993,49756.783822283971,129519.51764456794,284.94293881804953,66.013089999999991]
["1,1-Dichlorethen",97652.499999999985,5060.1749999999993,6569.3499999999995,6569.3499999999995,97652.499999999985,5060.1749999999993,6569.3499999999995,6569.3499999999995,11096.874999999998,11096.874999999998,2,null,null,null,null,null,null,null,null,null,55.857229999999994,23081.68181818182,36988.828819886767,97059.339457955357,213.53054680750179,55.857229999999994]
["Vinylchlorid",292957.49999999994,8877.4999999999982,11096.874999999998,11096.874999999998,292957.49999999994,8877.4999999999982,11096.874999999998,11096.874999999998,5326.4999999999991,5326.4999999999991,null,null,null,null,null,null,null,null,null,null,144.91630999999998,65871.049999999988,119705.73507450003,305282.52014900005,671.62154432780017,144.91630999999998]
["Tetrachlormethan",292957.49999999994,8877.4999999999982,11096.874999999998,6569.3499999999995,292957.49999999994,8877.4999999999982,11096.874999999998,6569.3499999999995,6569.3499999999995,6569.3499999999995,null,null,null,null,null,null,null,null,null,null,143.47105299999996,65214.114999999976,120044.39566718126,305302.90633436252,671.66639393559751,143.47105299999996]
["Trichlormethan",0,0,0,11096.874999999998,0,0,0,11096.874999999998,11096.874999999998,11096.874999999998,null,null,null,null,null,null,null,null,null,null,9.7652499999999982,4438.7499999999991,5730.4016093260561,15899.553218652112,34.979017081034648,9.7652499999999982]
["Dichlormethan",0,0,0,11096.874999999998,0,0,0,11096.874999999998,null,null,null,null,null,null,null,null,null,null,null,null,4.8826249999999991,2774.2187499999995,5136.854959831765,13047.92866966353,28.705443073259769,4.8826249999999991]
["1,1,1-Trichlorethan",0,0,0,5326.4999999999991,0,0,0,5326.4999999999991,null,null,null,null,null,null,null,null,null,null,null,null,2.3436599999999994,1331.6249999999998,2465.6903807192471,6263.0057614384941,13.778612675164686,2.3436599999999994]
["1,1,2-Trichlorethan",0,0,0,6569.3499999999995,0,0,0,6569.3499999999995,null,null,null,null,null,null,null,null,null,null,null,null,2.8905139999999996,1642.3374999999999,3041.0181362204053,7724.3737724408102,16.993622299369783,2.8905139999999996]
["1,1-Dichlorethan",0,0,0,11096.874999999998,0,0,0,11096.874999999998,null,null,null,null,null,null,null,null,null,null,null,null,4.8826249999999991,2774.2187499999995,5136.854959831765,13047.92866966353,28.705443073259769,4.8826249999999991]
["1,2-Dichlorethan",null,null,null,null,null,null,null,null,null,null,null,null,null,null,null,null,null,null,null,null,0,{"$f":"IF(SUM($B39:$U39)>0,AVERAGE($B39:$U39),\"\")","v":""},"","","",0]
["LCKW",{"$f":"IF(SUM(B27:B39)>0,SUM(B27:B39),\"\")","v":808038.92749999987},{"$f":"IF(SUM(C27:C39)>0,SUM(C27:C39),\"\")","v":49625.224999999991},62852.7,103511.65,808038.92749999987,49625.224999999991,62852.7,103511.65,68179.199999999983,68179.199999999983,2,"","","","","","","","","",{"$f":"SUM(V27:V39)","v":480.57138909999992},198583.40045454542,302591.66547041776,803766.73139538092,{"$f":"SUM(Z27:Z39)","v":2058.2390785905868},480.57138909999992]
["(Mono)aromatische Kohlenwasserstoffe (AKW) "]
["Benzol",0,0,0,0,0,0,0,0,null,null,null,null,null,null,null,null,null,null,null,null,{"$f":"SUMPRODUCT($B$25:$U$25,B42:U42)/1000/1000","v":0},{"$f":"IF(SUM($B42:$U42)>0,AVERAGE($B42:$U42),\"\")","v":""},{"$f":"IF(SUM($B42:$U42)>0,_xlfn.STDEV.S(B42:U42),\"\")","v":""},{"$f":"IF(SUM($B42:$U42)>0,W42+X42*2,\"\")","v":""},{"$f":"IF(Y42<>\"\",Y42*$V$25/1000/1000,\"\")","v":""},{"$f":"V42","v":0}]
["Toluol",186.42749999999998,17.754999999999999,0,710.19999999999993,186.42749999999998,17.754999999999999,0,710.19999999999993,null,null,null,null,null,null,null,null,null,null,null,null,0.40232829999999997,228.59562499999998,307.260082342857,843.11578968571393,{"$f":"IF(Y43<>\"\",Y43*$V$25/1000/1000,\"\")","v":1.8548547373085706},0.40232829999999997]
["Ethylbenzol",124284.99999999999,3994.8749999999995,5326.4999999999991,69688.374999999985,124284.99999999999,3994.8749999999995,5326.4999999999991,69688.374999999985,null,null,null,null,null,null,null,null,null,null,null,null,89.44968999999999,50823.687499999993,53493.317658151398,157810.3228163028,347.18271019586621,89.44968999999999]
["o-Xylol",97652.499999999985,5060.1749999999993,6569.3499999999995,75458.749999999985,97652.499999999985,5060.1749999999993,6569.3499999999995,75458.749999999985,5060.1749999999993,6569.3499999999995,null,null,null,null,null,null,null,null,null,null,83.844436499999986,38111.107499999991,42350.11144970094,122811.33039940186,270.18492687868411,83.844436499999986]
["m-Xylol",292957.49999999994,8877.4999999999982,11096.874999999998,135381.87499999997,292957.49999999994,8877.4999999999982,11096.874999999998,135381.87499999997,8877.4999999999982,11096.874999999998,null,null,null,null,null,null,null,null,null,null,201.65241249999994,91660.187499999971,117801.45724774306,327263.10199548607,719.97882439006935,201.65241249999994]
["p-Xylol",292957.49999999994,8877.4999999999982,11096.874999999998,135381.87499999997,292957.49999999994,8877.4999999999982,11096.874999999998,135381.87499999997,8877.4999999999982,11096.874999999998,null,null,null,null,null,null,null,null,null,null,201.65241249999994,91660.187499999971,117801.45724774306,327263.10199548607,719.97882439006935,201.65241249999994]
["n-Propylbenzol",0,0,0,0,0,0,0,0,5060.1749999999993,6569.3499999999995,null,null,null,null,null,null,null,null,null,null,2.5584954999999994,1162.9524999999999,2477.3898737843356,6117.7322475686706,13.459010944651075,2.5584954999999994]
["Isopropylbenzol",0,0,0,0,0,0,0,0,8877.4999999999982,11096.874999999998,null,null,null,null,null,null,null,null,null,null,4.3943624999999988,1997.4374999999995,4243.3356291112204,10484.108758222441,23.065039268089368,4.3943624999999988]
["o-Ethyltoluol",0,0,0,0,0,0,0,0,8877.4999999999982,11096.874999999998,null,null,null,null,null,null,null,null,null,null,4.3943624999999988,1997.4374999999995,4243.3356291112204,10484.108758222441,23.065039268089368,4.3943624999999988]
["m-Ethyltoluol",0,0,0,0,0,0,0,0,5060.1749999999993,6569.3499999999995,null,null,null,null,null,null,null,null,null,null,2.5584954999999994,1162.9524999999999,2477.3898737843356,6117.7322475686706,13.459010944651075,2.5584954999999994]
["p-Ethyltoluol",0,0,0,0,0,0,0,0,8877.4999999999982,11096.874999999998,null,null,null,null,null,null,null,null,null,null,4.3943624999999988,1997.4374999999995,4243.3356291112204,10484.108758222441,23.065039268089368,4.3943624999999988]
["1,2-Diethylbenzol",0,0,0,0,0,0,0,0,8877.4999999999982,11096.874999999998,null,null,null,null,null,null,null,null,null,null,4.3943624999999988,1997.4374999999995,4243.3356291112204,10484.108758222441,23.065039268089368,4.3943624999999988]
["1,3-Diethylbenzol",0,0,0,0,0,0,0,0,null,null,null,null,null,null,null,null,null,null,null,null,0,"","","","",0]
["1,4-Diethylbenzol",0,0,0,0,0,0,0,0,null,null,null,null,null,null,null,null,null,null,null,null,0,"","","","",0]
["1,2,3-Trimethylbenzol",33734.499999999993,337.34499999999997,337.34499999999997,8877.4999999999982,33734.499999999993,337.34499999999997,337.34499999999997,8877.4999999999982,null,null,null,null,null,null,null,null,null,null,null,null,19.046143599999997,10821.672499999999,14625.024708247989,40071.721916495975,88.157788216291138,19.046143599999997]
["1,2,4-Trimethylbenzol",177549.99999999997,585.91499999999996,5859.1499999999987,25744.749999999996,177549.99999999997,585.91499999999996,5859.1499999999987,25744.749999999996,null,null,null,null,null,null,null,null,null,null,null,null,92.285518599999975,52434.953749999993,77871.267557633066,208177.48886526612,457.99047550358546,92.285518599999975]
["1,3,5-Trimethylbenzol",55040.499999999993,142.04,1864.2749999999999,6480.5749999999989,55040.499999999993,142.04,1864.2749999999999,6480.5749999999989,null,null,null,null,null,null,null,null,null,null,null,null,27.952051599999997,15881.847499999996,24295.901295514403,64473.650091028801,141.84203020026334,27.952051599999997]
["BTEX",{"$f":"IF(SUM(B42:B47)>0,SUM(B42:B47),\"\")","v":808038.92749999987},{"$f":"IF(SUM(C42:C47)>0,SUM(C42:C47),\"\")","v":26827.804999999993},34089.599999999999,416621.07499999995,808038.92749999987,26827.804999999993,34089.599999999999,416621.07499999995,22815.174999999996,28763.1,"","","","","","","","","","",{"$f":"SUM(V42:V47)","v":577.00127979999991},262273.30899999995,328335.64853183116,918944.60606366233,{"$f":"SUM(Z42:Z47)","v":2059.1801405919978},577.00127979999991]
["AKW",{"$f":"IF(SUM(B42:B58)>0,SUM(B42:B58),\"\")","v":1074363.9274999998},{"$f":"IF(SUM(C42:C58)>0,SUM(C42:C58),\"\")","v":27893.104999999996},42150.37,457723.89999999997,1074363.9274999998,27893.104999999996,42150.37,457723.89999999997,68445.524999999994,86289.299999999988,"","","","","","","","","","",{"$f":"SUM(V42:V58)","v":738.97943459999976},335899.7429999999,423804.41668253078,1183508.5763650616,{"$f":"SUM(Z42:Z58)","v":2866.3486134737982},738.97943459999976]
["Oxigenate"]
[" MTBE (Methyl-tert-butylether)",292957.49999999994,8877.4999999999982,11096.874999999998,135381.87499999997,292957.49999999994,8877.4999999999982,11096.874999999998,135381.87499999997,8877.4999999999982,11096.874999999998,null,null,null,null,null,null,null,null,null,null,{"$f":"SUMPRODUCT($B$25:$U$25,B62:U62)/1000/1000","v":201.65241249999994},{"$f":"IF(SUM($B62:$U62)>0,AVERAGE($B62:$U62),\"\")","v":91660.187499999971},{"$f":"IF(SUM($B62:$U62)>0,_xlfn.STDEV.S(B62:U62),\"\")","v":117801.45724774306},{"$f":"IF(SUM($B62:$U62)>0,W62+X62*2,\"\")","v":327263.10199548607},{"$f":"IF(Y62<>\"\",Y62*$V$25/1000/1000,\"\")","v":719.97882439006935},{"$f":"V62","v":201.65241249999994}]
[" ETBE (Ethyl-tert-butylether)",0,0,0,0,0,0,0,0,5060.1749999999993,6569.3499999999995,null,null,null,null,null,null,null,null,null,null,2.5584954999999994,{"$f":"IF(SUM($B63:$U63)>0,AVERAGE($B63:$U63),\"\")","v":1162.9524999999999},{"$f":"IF(SUM($B63:$U63)>0,_xlfn.STDEV.S(B63:U63),\"\")","v":2477.3898737843356},{"$f":"IF(SUM($B63:$U63)>0,W63+X63*2,\"\")","v":6117.7322475686706},{"$f":"IF(Y63<>\"\",Y63*$V$25/1000/1000,\"\")","v":13.459010944651075},{"$f":"V63","v":2.5584954999999994}]
[" TBA (tert-Butylalkohol) ",0,0,0,0,0,0,0,0,8877.4999999999982,11096.874999999998,null,null,null,null,null,null,null,null,null,null,4.3943624999999988,{"$f":"IF(SUM($B64:$U64)>0,AVERAGE($B64:$U64),\"\")","v":1997.4374999999995},{"$f":"IF(SUM($B64:$U64)>0,_xlfn.STDEV.S(B64:U64),\"\")","v":4243.3356291112204},{"$f":"IF(SUM($B64:$U64)>0,W64+X64*2,\"\")","v":10484.108758222441},{"$f":"IF(Y64<>\"\",Y64*$V$25/1000/1000,\"\")","v":23.065039268089368},{"$f":"V64","v":4.3943624999999988}]
[" Oxigenate ",{"$f":"IF(SUM(B62:B64)>0,SUM(B62:B64),\"\")","v":292957.49999999994},{"$f":"IF(SUM(C62:C64)>0,SUM(C62:C64),\"\")","v":8877.4999999999982},11096.874999999998,135381.87499999997,292957.49999999994,8877.4999999999982,11096.874999999998,135381.87499999997,22815.174999999996,28763.1,"","","","","","","","","","",{"$f":"SUM(V62:V64)","v":208.60527049999993},{"$f":"IF(SUM($B65:$U65)>0,AVERAGE($B65:$U65),\"\")","v":94820.577499999985},{"$f":"IF(SUM($B65:$U65)>0,_xlfn.STDEV.S(B65:U65),\"\")","v":115540.77106714708},{"$f":"IF(SUM($B65:$U65)>0,W65+X65*2,\"\")","v":325902.11963429418},{"$f":"SUM(Z62:Z64)","v":756.5028746028097},{"$f":"V65","v":208.60527049999993}]
[{"$f":"Stoffdatenbank!A35","v":"n-Alkane"}]
[{"$f":"Stoffdatenbank!A36","v":"n-Pentan"},292957.49999999994,8877.4999999999982,11096.874999999998,135381.87499999997,292957.49999999994,8877.4999999999982,11096.874999999998,135381.87499999997,8877.4999999999982,11096.874999999998,null,null,null,null,null,null,null,null,null,null,{"$f":"SUMPRODUCT($B$25:$U$25,B67:U67)/1000/1000","v":201.65241249999994},{"$f":"IF(SUM($B67:$U67)>0,AVERAGE($B67:$U67),\"\")","v":91660.187499999971},{"$f":"IF(SUM($B67:$U67)>0,_xlfn.STDEV.S(B67:U67),\"\")","v":117801.45724774306},{"$f":"IF(SUM($B67:$U67)>0,W67+X67*2,\"\")","v":327263.10199548607},{"$f":"IF(Y67<>\"\",Y67*$V$25/1000/1000,\"\")","v":719.97882439006935},{"$f":"V67","v":201.65241249999994}]
[{"$f":"Stoffdatenbank!A37","v":"n-Hexan"},0,0,0,0,0,0,0,0,5060.1749999999993,6569.3499999999995,null,null,null,null,null,null,null,null,null,null,2.5584954999999994,1162.9524999999999,2477.3898737843356,6117.7322475686706,13.459010944651075,2.5584954999999994]
[{"$f":"Stoffdatenbank!A38","v":"n-Heptan"},0,0,0,0,0,0,0,0,8877.4999999999982,11096.874999999998,null,null,null,null,null,null,null,null,null,null,4.3943624999999988,1997.4374999999995,4243.3356291112204,10484.108758222441,23.065039268089368,4.3943624999999988]
[{"$f":"Stoffdatenbank!A39","v":"n-Octan"},292957.49999999994,8877.4999999999982,11096.874999999998,135381.87499999997,292957.49999999994,8877.4999999999982,11096.874999999998,135381.87499999997,8877.4999999999982,11096.874999999998,null,null,null,null,null,null,null,null,null,null,201.65241249999994,91660.187499999971,117801.45724774306,327263.10199548607,719.97882439006935,201.65241249999994]
[{"$f":"Stoffdatenbank!A40","v":"n-Nonan"},0,0,0,0,0,0,0,0,5060.1749999999993,6569.3499999999995,null,null,null,null,null,null,null,null,null,null,2.5584954999999994,1162.9524999999999,2477.3898737843356,6117.7322475686706,13.459010944651075,2.5584954999999994]
[{"$f":"Stoffdatenbank!A41","v":"n-Decan"},null,null,null,null,null,null,null,null,null,null,null,null,null,null,null,null,null,null,null,null,0,"","","","",0]
[{"$f":"A66","v":"n-Alkane"},{"$f":"IF(SUM(B67:B72)>0,SUM(B67:B72),\"\")","v":585914.99999999988},{"$f":"IF(SUM(C67:C72)>0,SUM(C67:C72),\"\")","v":17754.999999999996},22193.749999999996,270763.74999999994,585914.99999999988,17754.999999999996,22193.749999999996,270763.74999999994,36752.849999999991,46429.324999999997,"","","","","","","","","","",{"$f":"SUM(V67:V71)","v":412.81617849999986},187643.71749999997,232436.18078401411,652516.07906802814,{"$f":"SUM(Z67:Z72)","v":1489.9407099375301},412.81617849999986]
[]
["Analysierte Schadstoffkonzentrationen im gesättigten Boden  [mg/kg]                             "]
["Sondierung",1,2,3,4,5,6,7,8,9,10,11,12,13,14,15,16,17,18,19,20,null," Minimum [mg/kg OS]"," Maximum [mg/kg OS]"," Median [mg/kg OS]"," Mittlere Konz. (MW) [mg/kg OS]"," Standard-abweich.  [mg/kg OS]","MW + 2 s  [mg/kg OS]"]
[]
["Flächenrepräsentanz [m²]"]
["Leichtflüchtige chlorierte Kohlenwasserstoffe (LCKW) ",null,null,null,null,null,null,null,null,null,null,null,null,null,null,null,null,null,null,null,null,null,null,null,{"$f":"IFERROR(MEDIAN($B79:$U79),\"\")","v":""},{"$f":"IF(SUM($B79:$U79)>0,AVERAGE($B79:$U79),\"\")","v":""},{"$f":"IF(SUM($B79:$U79)>0,_xlfn.STDEV.S(B79:U79),\"\")","v":""},{"$f":"IF(SUM($B79:$U79)>0,Z79+AA79*2,\"\")","v":""}]
["Tetrachlorethen",null,5060.1749999999993,6569.3499999999995,6569.3499999999995,null,5060.1749999999993,6569.3499999999995,6569.3499999999995,11096.874999999998,11096.874999999998,null,null,null,null,null,null,null,null,null,null,null,{"$f":"MIN(B80:U80)","v":5060.1749999999993},{"$f":"MAX($B80:$U80)","v":11096.874999999998},{"$f":"IFERROR(MEDIAN($B80:$U80),\"\")","v":6569.3499999999995},{"$f":"IF(SUM($B80:$U80)>0,AVERAGE($B80:$U80),\"\")","v":7323.9374999999991},{"$f":"IF(SUM($B80:$U80)>0,_xlfn.STDEV.S(B80:U80),\"\")","v":2420.0639085790976},{"$f":"IF(SUM($B80:$U80)>0,Z80+AA80*2,\"\")","v":12164.065317158194}]
["Trichlorethen",null,8877.4999999999982,11096.874999999998,11096.874999999998,null,8877.4999999999982,11096.874999999998,11096.874999999998,5326.4999999999991,5326.4999999999991,null,null,null,null,null,null,null,null,null,null,null,5326.4999999999991,11096.874999999998,9987.1874999999982,{"$f":"IF(SUM($B81:$U81)>0,AVERAGE($B81:$U81),\"\")","v":9099.4374999999982},2522.1208063070935,{"$f":"IF(SUM($B81:$U81)>0,Z81+AA81*2,\"\")","v":14143.679112614185}]
["cis-1,2-Dichlorethen",186.42749999999998,8877.4999999999982,11096.874999999998,11096.874999999998,186.42749999999998,8877.4999999999982,11096.874999999998,11096.874999999998,6569.3499999999995,6569.3499999999995,null,null,null,null,null,null,null,null,null,null,null,186.42749999999998,11096.874999999998,8877.4999999999982,7565.4055000000008,4271.4969668295907,16108.399433659182]
["trans-1,2-Dichlorethen",124284.99999999999,3994.8749999999995,5326.4999999999991,5326.4999999999991,124284.99999999999,3994.8749999999995,5326.4999999999991,5326.4999999999991,11096.874999999998,11096.874999999998,null,null,null,null,null,null,null,null,null,null,null,3994.8749999999995,124284.99999999999,5326.4999999999991,30005.949999999993,49756.783822283971,129519.51764456794]
["1,1-Dichlorethen",97652.499999999985,5060.1749999999993,6569.3499999999995,6569.3499999999995,97652.499999999985,5060.1749999999993,6569.3499999999995,6569.3499999999995,11096.874999999998,11096.874999999998,null,null,null,null,null,null,null,null,null,null,null,5060.1749999999993,97652.499999999985,6569.3499999999995,25389.65,38145.621112546381,101680.89222509277]
["Vinylchlorid",292957.49999999994,8877.4999999999982,11096.874999999998,11096.874999999998,292957.49999999994,8877.4999999999982,11096.874999999998,11096.874999999998,5326.4999999999991,5326.4999999999991,null,null,null,null,null,null,null,null,null,null,null,5326.4999999999991,292957.49999999994,11096.874999999998,65871.049999999988,119705.73507450003,305282.52014900005]
["Tetrachlormethan",292957.49999999994,8877.4999999999982,11096.874999999998,6569.3499999999995,292957.49999999994,8877.4999999999982,11096.874999999998,6569.3499999999995,6569.3499999999995,6569.3499999999995,null,null,null,null,null,null,null,null,null,null,null,6569.3499999999995,292957.49999999994,8877.4999999999982,65214.114999999976,120044.39566718126,305302.90633436252]
["Trichlormethan",0,0,0,11096.874999999998,0,0,0,11096.874999999998,11096.874999999998,11096.874999999998,null,null,null,null,null,null,null,null,null,null,null,0,11096.874999999998,0,4438.7499999999991,5730.4016093260561,15899.553218652112]
["Dichlormethan",0,0,0,11096.874999999998,0,0,0,11096.874999999998,null,null,null,null,null,null,null,null,null,null,null,null,null,0,11096.874999999998,0,2774.2187499999995,5136.854959831765,13047.92866966353]
["1,1,1-Trichlorethan",0,0,0,5326.4999999999991,0,0,0,5326.4999999999991,null,null,null,null,null,null,null,null,null,null,null,null,null,0,5326.4999999999991,0,1331.6249999999998,2465.6903807192471,6263.0057614384941]
["1,1,2-Trichlorethan",0,0,0,6569.3499999999995,0,0,0,6569.3499999999995,null,null,null,null,null,null,null,null,null,null,null,null,null,0,6569.3499999999995,0,1642.3374999999999,3041.0181362204053,7724.3737724408102]
["1,1-Dichlorethan",0,0,0,11096.874999999998,0,0,0,11096.874999999998,null,null,null,null,null,null,null,null,null,null,null,null,null,0,11096.874999999998,0,2774.2187499999995,5136.854959831765,13047.92866966353]
["1,2-Dichlorethan",null,null,null,null,null,null,null,null,null,null,null,null,null,null,null,null,null,null,null,null,null,0,0,"","",{"$f":"IF(SUM($B92:$U92)>0,_xlfn.STDEV.S(B92:U92),\"\")","v":""},""]
["LCKW",{"$f":"IF(SUM(B80:B92)>0,SUM(B80:B92),\"\")","v":808038.92749999987},{"$f":"IF(SUM(C80:C92)>0,SUM(C80:C92),\"\")","v":49625.224999999991},62852.7,103511.65,808038.92749999987,49625.224999999991,62852.7,103511.65,68179.199999999983,68179.199999999983,"","","","","","","","","","",null,49625.224999999991,808038.92749999987,68179.199999999983,218441.54049999997,{"$f":"IF(SUM($B93:$U93)>0,_xlfn.STDEV.S(B93:U93),\"\")","v":311312.47793360916},841066.49636721832]
["(Mono)aromatische Kohlenwasserstoffe (AKW) ",null,null,null,null,null,null,null,null,null,null,null,null,null,null,null,null,null,null,null,null,null,null,null,"",{"$f":"IF(SUM($B94:$U94)>0,AVERAGE($B94:$U94),\"\")","v":""},{"$f":"IF(SUM($B94:$U94)>0,_xlfn.STDEV.S(B94:U94),\"\")","v":""},""]
["Benzol",292957.49999999994,8877.4999999999982,11096.874999999998,11096.874999999998,292957.49999999994,8877.4999999999982,11096.874999999998,11096.874999999998,5326.4999999999991,5326.4999999999991,null,null,null,null,null,null,null,null,null,null,null,{"$f":"MIN(B95:U95)","v":5326.4999999999991},{"$f":"MAX($B95:$U95)","v":292957.49999999994},11096.874999999998,{"$f":"IF(SUM($B95:$U95)>0,AVERAGE($B95:$U95),\"\")","v":65871.049999999988},{"$f":"IF(SUM($B95:$U95)>0,_xlfn.STDEV.S(B95:U95),\"\")","v":119705.73507450003},{"$f":"IF(SUM($B95:$U95)>0,Z95+AA95*2,\"\")","v":305282.52014900005}]
["Toluol",292957.49999999994,8877.4999999999982,11096.874999999998,11096.874999999998,292957.49999999994,8877.4999999999982,11096.874999999998,11096.874999999998,5326.4999999999991,5326.4999999999991,null,null,null,null,null,null,null,null,null,null,null,5326.4999999999991,292957.49999999994,11096.874999999998,{"$f":"IF(SUM($B96:$U96)>0,AVERAGE($B96:$U96),\"\")","v":65871.049999999988},119705.73507450003,{"$f":"IF(SUM($B96:$U96)>0,Z96+AA96*2,\"\")","v":305282.52014900005}]
["Ethylbenzol",null,8877.4999999999982,11096.874999999998,11096.874999999998,null,8877.4999999999982,11096.874999999998,11096.874999999998,5326.4999999999991,5326.4999999999991,null,null,null,null,null,null,null,null,null,null,null,5326.4999999999991,11096.874999999998,9987.1874999999982,9099.4374999999982,2522.1208063070935,14143.679112614185]
["o-Xylol",186.42749999999998,8877.4999999999982,11096.874999999998,11096.874999999998,186.42749999999998,8877.4999999999982,11096.874999999998,11096.874999999998,6569.3499999999995,6569.3499999999995,null,null,null,null,null,null,null,null,null,null,null,186.42749999999998,11096.874999999998,8877.4999999999982,7565.4055000000008,4271.4969668295907,16108.399433659182]
["m-Xylol",124284.99999999999,3994.8749999999995,5326.4999999999991,5326.4999999999991,124284.99999999999,3994.8749999999995,5326.4999999999991,5326.4999999999991,11096.874999999998,11096.874999999998,null,null,null,null,null,null,null,null,null,null,null,3994.8749999999995,124284.99999999999,5326.4999999999991,30005.949999999993,49756.783822283971,129519.51764456794]
["p-Xylol",97652.499999999985,5060.1749999999993,6569.3499999999995,6569.3499999999995,97652.499999999985,5060.1749999999993,6569.3499999999995,6569.3499999999995,11096.874999999998,11096.874999999998,null,null,null,null,null,null,null,null,null,null,null,5060.1749999999993,97652.499999999985,6569.3499999999995,25389.65,38145.621112546381,101680.89222509277]
["n-Propylbenzol",292957.49999999994,8877.4999999999982,11096.874999999998,11096.874999999998,292957.49999999994,8877.4999999999982,11096.874999999998,11096.874999999998,5326.4999999999991,5326.4999999999991,null,null,null,null,null,null,null,null,null,null,null,5326.4999999999991,292957.49999999994,11096.874999999998,65871.049999999988,119705.73507450003,305282.52014900005]
["Isopropylbenzol",292957.49999999994,8877.4999999999982,11096.874999999998,6569.3499999999995,292957.49999999994,8877.4999999999982,11096.874999999998,6569.3499999999995,6569.3499999999995,6569.3499999999995,null,null,null,null,null,null,null,null,null,null,null,6569.3499999999995,292957.49999999994,8877.4999999999982,65214.114999999976,120044.39566718126,305302.90633436252]
["o-Ethyltoluol",0,0,0,11096.874999999998,0,0,0,11096.874999999998,11096.874999999998,11096.874999999998,null,null,null,null,null,null,null,null,null,null,null,0,11096.874999999998,0,4438.7499999999991,5730.4016093260561,15899.553218652112]
["m-Ethyltoluol",0,0,0,11096.874999999998,0,0,0,11096.874999999998,null,null,null,null,null,null,null,null,null,null,null,null,null,0,11096.874999999998,0,2774.2187499999995,5136.854959831765,13047.92866966353]
["p-Ethyltoluol",0,0,0,5326.4999999999991,0,0,0,5326.4999999999991,null,null,null,null,null,null,null,null,null,null,null,null,null,0,5326.4999999999991,0,1331.6249999999998,2465.6903807192471,6263.0057614384941]
["1,2-Diethylbenzol",186.42749999999998,8877.4999999999982,11096.874999999998,11096.874999999998,186.42749999999998,8877.4999999999982,11096.874999999998,11096.874999999998,6569.3499999999995,6569.3499999999995,null,null,null,null,null,null,null,null,null,null,null,186.42749999999998,11096.874999999998,8877.4999999999982,7565.4055000000008,{"$f":"IF(SUM($B106:$U106)>0,_xlfn.STDEV.S(B106:U106),\"\")","v":4271.4969668295907},16108.399433659182]
["1,3-Diethylbenzol",124284.99999999999,3994.8749999999995,5326.4999999999991,5326.4999999999991,124284.99999999999,3994.8749999999995,5326.4999999999991,5326.4999999999991,11096.874999999998,11096.874999999998,null,null,null,null,null,null,null,null,null,null,null,3994.8749999999995,124284.99999999999,5326.4999999999991,30005.949999999993,49756.783822283971,129519.51764456794]
["1,4-Diethylbenzol",97652.499999999985,5060.1749999999993,6569.3499999999995,6569.3499999999995,97652.499999999985,5060.1749999999993,6569.3499999999995,6569.3499999999995,11096.874999999998,11096.874999999998,null,null,null,null,null,null,null,null,null,null,null,5060.1749999999993,97652.499999999985,6569.3499999999995,25389.65,38145.621112546381,101680.89222509277]
["1,2,3-Trimethylbenzol",292957.49999999994,8877.4999999999982,11096.874999999998,11096.874999999998,292957.49999999994,8877.4999999999982,11096.874999999998,11096.874999999998,5326.4999999999991,5326.4999999999991,null,null,null,null,null,null,null,null,null,null,null,5326.4999999999991,292957.49999999994,11096.874999999998,65871.049999999988,119705.73507450003,305282.52014900005]
["1,2,4-Trimethylbenzol",292957.49999999994,8877.4999999999982,11096.874999999998,6569.3499999999995,292957.49999999994,8877.4999999999982,11096.874999999998,6569.3499999999995,6569.3499999999995,6569.3499999999995,null,null,null,null,null,null,null,null,null,null,null,6569.3499999999995,292957.49999999994,8877.4999999999982,65214.114999999976,120044.39566718126,305302.90633436252]
["1,3,5-Trimethylbenzol",null,null,null,null,null,null,null,null,null,null,null,null,null,null,null,null,null,null,null,null,null,0,0,"","",{"$f":"IF(SUM($B111:$U111)>0,_xlfn.STDEV.S(B111:U111),\"\")","v":""},""]
["BTEX",{"$f":"IF(SUM(B95:B100)>0,SUM(B95:B100),\"\")","v":808038.92749999987},{"$f":"IF(SUM(C95:C100)>0,SUM(C95:C100),\"\")","v":44565.049999999988},56283.349999999991,56283.349999999991,808038.92749999987,44565.049999999988,56283.349999999991,56283.349999999991,44742.599999999991,44742.599999999991,"","","","","","","","","","",null,44565.049999999988,808038.92749999987,56283.349999999991,201982.65549999999,{"$f":"IF(SUM($B112:$U112)>0,_xlfn.STDEV.S(B112:U112),\"\")","v":319466.74932243611},840916.15414487221]
["AKW",{"$f":"IF(SUM(B95:B111)>0,SUM(B95:B111),\"\")","v":2201992.8549999995},{"$f":"IF(SUM(C95:C111)>0,SUM(C95:C111),\"\")","v":98007.599999999991},123663.575,142128.77499999999,2201992.8549999995,98007.599999999991,123663.575,142128.77499999999,108394.27499999999,108394.27499999999,"","","","","","","","","","",null,98007.599999999991,2201992.8549999995,123663.575,534837.41599999997,{"$f":"IF(SUM($B113:$U113)>0,_xlfn.STDEV.S(B113:U113),\"\")","v":878807.94295183744},2292453.3019036748]
[{"$f":"A66","v":"n-Alkane"},null,null,null,null,null,null,null,null,null,null,null,null,null,null,null,null,null,null,null,null,null,null,null,null,"",{"$f":"IF(SUM($B114:$U114)>0,_xlfn.STDEV.S(B114:U114),\"\")","v":""},""]
[{"$f":"A67","v":"n-Pentan"},0,0,0,11096.874999999998,0,0,0,11096.874999999998,11096.874999999998,11096.874999999998,null,null,null,null,null,null,null,null,null,null,null,{"$f":"MIN(B115:U115)","v":0},{"$f":"MAX($B115:$U115)","v":11096.874999999998},0,4438.7499999999991,5730.4016093260561,15899.553218652112]
[{"$f":"A68","v":"n-Hexan"},0,0,0,11096.874999999998,0,0,0,11096.874999999998,null,null,null,null,null,null,null,null,null,null,null,null,null,0,11096.874999999998,0,2774.2187499999995,5136.854959831765,13047.92866966353]
["n-Heptan",0,0,0,5326.4999999999991,0,0,0,5326.4999999999991,null,null,null,null,null,null,null,null,null,null,null,null,null,0,5326.4999999999991,0,1331.6249999999998,2465.6903807192471,6263.0057614384941]
["n-Octan",186.42749999999998,8877.4999999999982,11096.874999999998,11096.874999999998,186.42749999999998,8877.4999999999982,11096.874999999998,11096.874999999998,6569.3499999999995,6569.3499999999995,null,null,null,null,null,null,null,null,null,null,null,186.42749999999998,11096.874999999998,8877.4999999999982,7565.4055000000008,4271.4969668295907,16108.399433659182]
["n-Nonan",124284.99999999999,3994.8749999999995,5326.4999999999991,5326.4999999999991,124284.99999999999,3994.8749999999995,5326.4999999999991,5326.4999999999991,11096.874999999998,11096.874999999998,null,null,null,null,null,null,null,null,null,null,null,3994.8749999999995,124284.99999999999,5326.4999999999991,30005.949999999993,49756.783822283971,129519.51764456794]
["n-Decan",null,null,null,null,null,null,null,null,null,null,null,null,null,null,null,null,null,null,null,null,null,0,0,"","",{"$f":"IF(SUM($B120:$U120)>0,_xlfn.STDEV.S(B120:U120),\"\")","v":""},""]
[{"$f":"A114","v":"n-Alkane"},{"$f":"IF(SUM(B115:B120)>0,SUM(B115:B120),\"\")","v":124471.42749999999},{"$f":"IF(SUM(C115:C120)>0,SUM(C115:C120),\"\")","v":12872.374999999998},16423.374999999996,43943.624999999993,124471.42749999999,12872.374999999998,16423.374999999996,43943.624999999993,28763.1,28763.1,"","","","","","","","","","",null,12872.374999999998,124471.42749999999,28763.1,45294.780499999993,43279.027370088028,131852.83524017606]
["Oxigenate",null,null,null,null,null,null,null,null,null,null,null,null,null,null,null,null,null,null,null,null,null,null,null,null,"","",""]
[" MTBE (Methyl-tert-butylether)",0,0,0,5326.4999999999991,0,0,0,5326.4999999999991,null,null,null,null,null,null,null,null,null,null,null,null,null,{"$f":"MIN(B123:U123)","v":0},{"$f":"MAX($B123:$U123)","v":5326.4999999999991},0,1331.6249999999998,2465.6903807192471,6263.0057614384941]
[" ETBE (Ethyl-tert-butylether)",186.42749999999998,8877.4999999999982,11096.874999999998,11096.874999999998,186.42749999999998,8877.4999999999982,11096.874999999998,11096.874999999998,6569.3499999999995,6569.3499999999995,null,null,null,null,null,null,null,null,null,null,null,{"$f":"MIN(B124:U124)","v":186.42749999999998},{"$f":"MAX($B124:$U124)","v":11096.874999999998},8877.4999999999982,7565.4055000000008,4271.4969668295907,16108.399433659182]
[" TBA (tert-Butylalkohol) ",124284.99999999999,3994.8749999999995,5326.4999999999991,5326.4999999999991,124284.99999999999,3994.8749999999995,5326.4999999999991,5326.4999999999991,11096.874999999998,11096.874999999998,null,null,null,null,null,null,null,null,null,null,null,{"$f":"MIN(B125:U125)","v":3994.8749999999995},{"$f":"MAX($B125:$U125)","v":124284.99999999999},5326.4999999999991,30005.949999999993,49756.783822283971,129519.51764456794]
[" Oxigenate ",{"$f":"IF(SUM(B123:B125)>0,SUM(B123:B125),\"\")","v":124471.42749999999},{"$f":"IF(SUM(C123:C125)>0,SUM(C123:C125),\"\")","v":12872.374999999998},16423.374999999996,21749.874999999996,124471.42749999999,12872.374999999998,16423.374999999996,21749.874999999996,17666.224999999999,17666.224999999999,"","","","","","","","","","",null,{"$f":"MIN(B126:U126)","v":12872.374999999998},{"$f":"MAX($B126:$U126)","v":124471.42749999999},17666.224999999999,{"$f":"IF(SUM($B126:$U126)>0,AVERAGE($B126:$U126),\"\")","v":38636.655499999993},45337.642872505596,129311.94124501118]

{"sheet":"z","index":3,"n_rows":55,"n_cols":28,"rows_kept":55,"cut":false,"hidden":true,"merged":[[50,0,50,20],[4,29,6,29],[4,30,5,30],[4,31,5,31],[7,0,7,20],[22,0,22,20],[42,0,42,20],[4,23,6,23],[4,24,6,24],[4,25,6,25],[4,26,6,26],[4,27,6,27],[4,28,6,28],[4,22,6,22],[0,0,2,6],[1,8,1,9],[3,0,3,21],[4,0,5,0],[4,21,5,21]]}
["Schadstoffkonzentrationen im Grundwasser (gelöst) [µg/L]"]
[null,null,null,null,null,null,null,null,"Korrekturfaktor",null,10]
[]
[]
["Messstelle",1,2,3,4,5,6,7,8,9,10,11,12,13,14,15,16,17,18,19,20,"Summe",null," Inventar (MW-bezogen) [kg]"," Mittlere Konz. (MW) [µg/L]"," Inventar (flächenbezogen) (gelöst)[kg]"," Inventar (flächenbezogen) (sorbiert)[kg]","Mittl. Konz. (GW) \n[µmol/L]"]
[]
[]
["Leichtflüchtige chlorierte Kohlenwasserstoffe (LCKW) ",null,null,null,null,null,null,null,null,null,null,null,null,null,null,null,null,null,null,null,null,"kg"]
["Tetrachlorethen",null,null,null,null,null,null,null,null,null,null,null,null,null,null,null,null,null,null,null,null,{"$f":"IF(SUM(B9:U9)>0,(Z9+AA9)*$K$2,\"\")","v":""},null,{"$f":"V9","v":""},{"$f":"IF(SUM($B9:$U9)>0,AVERAGE($B9:$U9),\"\")","v":""},{"$f":"IF(SUM(B9:U9)>0,Schadstoffbelastung!$K$5*Schadstoffbelastung!$K$8*Bodencharakterisierung!$E$7*Y9/1000/1000,\"\")","v":""},{"$f":"IF(SUM(B9:U9)>0,Schadstoffbelastung!$K$5*Schadstoffbelastung!$K$8*Bodencharakterisierung!$E$10*Y9*Stoffdatenbank!$D4*Bodencharakterisierung!$E$8/1000/1000,\"\")","v":""},{"$f":"IF(Y9<>\"\",Y9/Stoffdatenbank!L4,\"\")","v":""}]
["Trichlorethen",136067,null,null,null,null,null,null,null,null,null,null,null,null,null,null,null,null,null,null,null,{"$f":"IF(SUM(B10:U10)>0,(Z10+AA10)*$K$2,\"\")","v":110824.2447543},null,{"$f":"V10","v":110824.2447543},{"$f":"IF(SUM($B10:$U10)>0,AVERAGE($B10:$U10),\"\")","v":136067},{"$f":"IF(SUM(B10:U10)>0,Schadstoffbelastung!$K$5*Schadstoffbelastung!$K$8*Bodencharakterisierung!$E$7*Y10/1000/1000,\"\")","v":1590.4327362000001},{"$f":"IF(SUM(B10:U10)>0,Schadstoffbelastung!$K$5*Schadstoffbelastung!$K$8*Bodencharakterisierung!$E$10*Y10*Stoffdatenbank!$D5*Bodencharakterisierung!$E$8/1000/1000,\"\")","v":9491.9917392299994},{"$f":"IF(Y10<>\"\",Y10/Stoffdatenbank!L5,\"\")","v":1038.679389312977}]
["cis-1,2-Dichlorethen",136067,null,null,null,null,null,null,null,null,null,null,null,null,null,null,null,null,null,null,null,52411.987897500003,null,52411.987897500003,{"$f":"IF(SUM($B11:$U11)>0,AVERAGE($B11:$U11),\"\")","v":136067},{"$f":"IF(SUM(B11:U11)>0,Schadstoffbelastung!$K$5*Schadstoffbelastung!$K$8*Bodencharakterisierung!$E$7*Y11/1000/1000,\"\")","v":1590.4327362000001},{"$f":"IF(SUM(B11:U11)>0,Schadstoffbelastung!$K$5*Schadstoffbelastung!$K$8*Bodencharakterisierung!$E$10*Y11*Stoffdatenbank!$D6*Bodencharakterisierung!$E$8/1000/1000,\"\")","v":3650.7660535500004},{"$f":"IF(Y11<>\"\",Y11/Stoffdatenbank!L6,\"\")","v":1402.7525773195875}]
["trans-1,2-Dichlorethen",136067,null,null,null,null,null,null,null,null,null,null,null,null,null,null,null,null,null,null,null,59713.520004599995,null,59713.520004599995,136067,{"$f":"IF(SUM(B12:U12)>0,Schadstoffbelastung!$K$5*Schadstoffbelastung!$K$8*Bodencharakterisierung!$E$7*Y12/1000/1000,\"\")","v":1590.4327362000001},{"$f":"IF(SUM(B12:U12)>0,Schadstoffbelastung!$K$5*Schadstoffbelastung!$K$8*Bodencharakterisierung!$E$10*Y12*Stoffdatenbank!$D7*Bodencharakterisierung!$E$8/1000/1000,\"\")","v":4380.9192642599992},{"$f":"IF(Y12<>\"\",Y12/Stoffdatenbank!L7,\"\")","v":1402.7525773195875}]
["1,1-Dichlorethen",136067,null,null,null,null,null,null,null,null,null,null,null,null,null,null,null,null,null,null,null,67387.430249162106,null,67387.430249162106,136067,{"$f":"IF(SUM(B13:U13)>0,Schadstoffbelastung!$K$5*Schadstoffbelastung!$K$8*Bodencharakterisierung!$E$7*Y13/1000/1000,\"\")","v":1590.4327362000001},{"$f":"IF(SUM(B13:U13)>0,Schadstoffbelastung!$K$5*Schadstoffbelastung!$K$8*Bodencharakterisierung!$E$10*Y13*Stoffdatenbank!$D8*Bodencharakterisierung!$E$8/1000/1000,\"\")","v":5148.3102887162095},{"$f":"IF(Y13<>\"\",Y13/Stoffdatenbank!L8,\"\")","v":1402.7525773195875}]
["Vinylchlorid",136067,null,null,null,null,null,null,null,null,null,null,null,null,null,null,null,null,null,null,null,59713.520004599995,null,59713.520004599995,136067,{"$f":"IF(SUM(B14:U14)>0,Schadstoffbelastung!$K$5*Schadstoffbelastung!$K$8*Bodencharakterisierung!$E$7*Y14/1000/1000,\"\")","v":1590.4327362000001},{"$f":"IF(SUM(B14:U14)>0,Schadstoffbelastung!$K$5*Schadstoffbelastung!$K$8*Bodencharakterisierung!$E$10*Y14*Stoffdatenbank!$D9*Bodencharakterisierung!$E$8/1000/1000,\"\")","v":4380.9192642599992},{"$f":"IF(Y14<>\"\",Y14/Stoffdatenbank!L9,\"\")","v":2159.7936507936506}]
["Tetrachlormethan",136067,null,null,null,null,null,null,null,null,null,null,null,null,null,null,null,null,null,null,null,224436.084340776,null,224436.084340776,136067,{"$f":"IF(SUM(B15:U15)>0,Schadstoffbelastung!$K$5*Schadstoffbelastung!$K$8*Bodencharakterisierung!$E$7*Y15/1000/1000,\"\")","v":1590.4327362000001},{"$f":"IF(SUM(B15:U15)>0,Schadstoffbelastung!$K$5*Schadstoffbelastung!$K$8*Bodencharakterisierung!$E$10*Y15*Stoffdatenbank!$D10*Bodencharakterisierung!$E$8/1000/1000,\"\")","v":20853.175697877599},{"$f":"IF(Y15<>\"\",Y15/Stoffdatenbank!L10,\"\")","v":883.5519480519481}]
["Trichlormethan",136067,null,null,null,null,null,null,null,null,null,null,null,null,null,null,null,null,null,null,null,53295.473282459097,null,53295.473282459097,136067,{"$f":"IF(SUM(B16:U16)>0,Schadstoffbelastung!$K$5*Schadstoffbelastung!$K$8*Bodencharakterisierung!$E$7*Y16/1000/1000,\"\")","v":1590.4327362000001},{"$f":"IF(SUM(B16:U16)>0,Schadstoffbelastung!$K$5*Schadstoffbelastung!$K$8*Bodencharakterisierung!$E$10*Y16*Stoffdatenbank!$D11*Bodencharakterisierung!$E$8/1000/1000,\"\")","v":3739.1145920459098},{"$f":"IF(Y16<>\"\",Y16/Stoffdatenbank!L11,\"\")","v":1143.420168067227}]
["Dichlormethan",136067,null,null,null,null,null,null,null,null,null,null,null,null,null,null,null,null,null,null,null,24775.688872126502,null,24775.688872126502,136067,{"$f":"IF(SUM(B17:U17)>0,Schadstoffbelastung!$K$5*Schadstoffbelastung!$K$8*Bodencharakterisierung!$E$7*Y17/1000/1000,\"\")","v":1590.4327362000001},{"$f":"IF(SUM(B17:U17)>0,Schadstoffbelastung!$K$5*Schadstoffbelastung!$K$8*Bodencharakterisierung!$E$10*Y17*Stoffdatenbank!$D12*Bodencharakterisierung!$E$8/1000/1000,\"\")","v":887.13615101264986},{"$f":"IF(Y17<>\"\",Y17/Stoffdatenbank!L12,\"\")","v":1600.7882352941176}]
["1,1,1-Trichlorethan",100,null,null,null,null,null,null,null,null,null,null,null,null,null,null,null,null,null,null,null,88.960871999999995,null,88.960871999999995,100,{"$f":"IF(SUM(B18:U18)>0,Schadstoffbelastung!$K$5*Schadstoffbelastung!$K$8*Bodencharakterisierung!$E$7*Y18/1000/1000,\"\")","v":1.16886},{"$f":"IF(SUM(B18:U18)>0,Schadstoffbelastung!$K$5*Schadstoffbelastung!$K$8*Bodencharakterisierung!$E$10*Y18*Stoffdatenbank!$D13*Bodencharakterisierung!$E$8/1000/1000,\"\")","v":7.7272272000000006},{"$f":"IF(Y18<>\"\",Y18/Stoffdatenbank!L13,\"\")","v":0.74960271056340144}]
["1,1,2-Trichlorethan",null,null,null,null,null,null,null,null,null,null,null,null,null,null,null,null,null,null,null,null,"",null,"","",{"$f":"IF(SUM(B19:U19)>0,Schadstoffbelastung!$K$5*Schadstoffbelastung!$K$8*Bodencharakterisierung!$E$7*Y19/1000/1000,\"\")","v":""},{"$f":"IF(SUM(B19:U19)>0,Schadstoffbelastung!$K$5*Schadstoffbelastung!$K$8*Bodencharakterisierung!$E$10*Y19*Stoffdatenbank!$D14*Bodencharakterisierung!$E$8/1000/1000,\"\")","v":""},{"$f":"IF(Y19<>\"\",Y19/Stoffdatenbank!L14,\"\")","v":""}]
["1,1-Dichlorethan",null,null,null,null,null,null,null,null,null,null,null,null,null,null,null,null,null,null,null,null,"",null,"","",{"$f":"IF(SUM(B20:U20)>0,Schadstoffbelastung!$K$5*Schadstoffbelastung!$K$8*Bodencharakterisierung!$E$7*Y20/1000/1000,\"\")","v":""},{"$f":"IF(SUM(B20:U20)>0,Schadstoffbelastung!$K$5*Schadstoffbelastung!$K$8*Bodencharakterisierung!$E$10*Y20*Stoffdatenbank!$D15*Bodencharakterisierung!$E$8/1000/1000,\"\")","v":""},{"$f":"IF(Y20<>\"\",Y20/Stoffdatenbank!L15,\"\")","v":""}]
["1,2-Dichlorethan",null,null,null,null,null,null,null,null,null,null,null,null,null,null,null,null,null,null,null,null,"",null,"","",{"$f":"IF(SUM(B21:U21)>0,Schadstoffbelastung!$K$5*Schadstoffbelastung!$K$8*Bodencharakterisierung!$E$7*Y21/1000/1000,\"\")","v":""},{"$f":"IF(SUM(B21:U21)>0,Schadstoffbelastung!$K$5*Schadstoffbelastung!$K$8*Bodencharakterisierung!$E$10*Y21*Stoffdatenbank!$D16*Bodencharakterisierung!$E$8/1000/1000,\"\")","v":""},{"$f":"IF(Y21<>\"\",Y21/Stoffdatenbank!L16,\"\")","v":""}]
["LCKW",{"$f":"IF(SUM(B9:B21)>0,SUM(B9:B21),\"\")","v":1088636},{"$f":"IF(SUM(C9:C21)>0,SUM(C9:C21),\"\")","v":""},"","","","","","","","","","","","","","","","","","",{"$f":"SUM(V9:V21)","v":652646.91027752368},null,652646.91027752368,1088636,null,null,{"$f":"SUM(AB9:AB21)","v":11035.240726189246}]
["(Mono)aromatische Kohlenwasserstoffe (AKW) ",null,null,null,null,null,null,null,null,null,null,null,null,null,null,null,null,null,null,null,null,null,null,null,null,{"$f":"IF(SUM(B23:U23)>0,Schadstoffbelastung!$K$5*Schadstoffbelastung!$K$8*Bodencharakterisierung!$E$7*Y23/1000/1000,\"\")","v":""}]
["Benzol",null,null,null,null,null,null,null,null,null,null,null,null,null,null,null,null,null,null,null,null,{"$f":"IF(SUM(B24:U24)>0,(Z24+AA24)*$K$2,\"\")","v":""},null,{"$f":"V24","v":""},{"$f":"IF(SUM($B24:$U24)>0,AVERAGE($B24:$U24),\"\")","v":""},{"$f":"IF(SUM(B24:U24)>0,Schadstoffbelastung!$K$5*Schadstoffbelastung!$K$8*Bodencharakterisierung!$E$7*Y24/1000/1000,\"\")","v":""},{"$f":"IF(SUM(B24:U24)>0,Schadstoffbelastung!$K$5*Schadstoffbelastung!$K$8*Bodencharakterisierung!$E$10*Y24*Stoffdatenbank!$D18*Bodencharakterisierung!$E$8/1000/1000,\"\")","v":""},{"$f":"IF(Y24<>\"\",Y24/Stoffdatenbank!L18,\"\")","v":""}]
["Toluol",136067,null,null,null,null,null,null,null,null,null,null,null,null,null,null,null,null,null,null,null,{"$f":"IF(SUM(B25:U25)>0,(Z25+AA25)*$K$2,\"\")","v":234950.29057499999},null,234950.29057499999,{"$f":"IF(SUM($B25:$U25)>0,AVERAGE($B25:$U25),\"\")","v":136067},{"$f":"IF(SUM(B25:U25)>0,Schadstoffbelastung!$K$5*Schadstoffbelastung!$K$8*Bodencharakterisierung!$E$7*Y25/1000/1000,\"\")","v":1590.4327362000001},{"$f":"IF(SUM(B25:U25)>0,Schadstoffbelastung!$K$5*Schadstoffbelastung!$K$8*Bodencharakterisierung!$E$10*Y25*Stoffdatenbank!$D19*Bodencharakterisierung!$E$8/1000/1000,\"\")","v":21904.5963213},{"$f":"IF(Y25<>\"\",Y25/Stoffdatenbank!L19,\"\")","v":1478.9891304347825}]
["Ethylbenzol",136067,null,null,null,null,null,null,null,null,null,null,null,null,null,null,null,null,null,null,null,819072.85914299998,null,819072.85914299998,{"$f":"IF(SUM($B26:$U26)>0,AVERAGE($B26:$U26),\"\")","v":136067},{"$f":"IF(SUM(B26:U26)>0,Schadstoffbelastung!$K$5*Schadstoffbelastung!$K$8*Bodencharakterisierung!$E$7*Y26/1000/1000,\"\")","v":1590.4327362000001},{"$f":"IF(SUM(B26:U26)>0,Schadstoffbelastung!$K$5*Schadstoffbelastung!$K$8*Bodencharakterisierung!$E$10*Y26*Stoffdatenbank!$D20*Bodencharakterisierung!$E$8/1000/1000,\"\")","v":80316.853178099991},{"$f":"IF(Y26<>\"\",Y26/Stoffdatenbank!L20,\"\")","v":1283.6509433962265}]
["o-Xylol",136067,136067,136067,136067,136067,136067,136067,136067,136067,136067,null,null,null,null,null,null,null,null,null,null,621931.49225130002,null,621931.49225130002,136067,{"$f":"IF(SUM(B27:U27)>0,Schadstoffbelastung!$K$5*Schadstoffbelastung!$K$8*Bodencharakterisierung!$E$7*Y27/1000/1000,\"\")","v":1590.4327362000001},{"$f":"IF(SUM(B27:U27)>0,Schadstoffbelastung!$K$5*Schadstoffbelastung!$K$8*Bodencharakterisierung!$E$10*Y27*Stoffdatenbank!$D21*Bodencharakterisierung!$E$8/1000/1000,\"\")","v":60602.716488930004},{"$f":"IF(Y27<>\"\",Y27/Stoffdatenbank!L21,\"\")","v":1283.6509433962265}]
["m-Xylol",136067,136067,136067,136067,136067,136067,136067,136067,136067,136067,null,null,null,null,null,null,null,null,null,null,731454.47385779989,null,731454.47385779989,136067,{"$f":"IF(SUM(B28:U28)>0,Schadstoffbelastung!$K$5*Schadstoffbelastung!$K$8*Bodencharakterisierung!$E$7*Y28/1000/1000,\"\")","v":1590.4327362000001},{"$f":"IF(SUM(B28:U28)>0,Schadstoffbelastung!$K$5*Schadstoffbelastung!$K$8*Bodencharakterisierung!$E$10*Y28*Stoffdatenbank!$D22*Bodencharakterisierung!$E$8/1000/1000,\"\")","v":71555.014649579985},{"$f":"IF(Y28<>\"\",Y28/Stoffdatenbank!L22,\"\")","v":1283.6509433962265}]
["p-Xylol",136067,136067,136067,136067,136067,136067,136067,136067,136067,136067,null,null,null,null,null,null,null,null,null,null,658439.15278679982,null,658439.15278679982,136067,{"$f":"IF(SUM(B29:U29)>0,Schadstoffbelastung!$K$5*Schadstoffbelastung!$K$8*Bodencharakterisierung!$E$7*Y29/1000/1000,\"\")","v":1590.4327362000001},{"$f":"IF(SUM(B29:U29)>0,Schadstoffbelastung!$K$5*Schadstoffbelastung!$K$8*Bodencharakterisierung!$E$10*Y29*Stoffdatenbank!$D23*Bodencharakterisierung!$E$8/1000/1000,\"\")","v":64253.482542479986},{"$f":"IF(Y29<>\"\",Y29/Stoffdatenbank!L23,\"\")","v":1283.6509433962265}]
["n-Propylbenzol",null,136067,136067,136067,136067,136067,136067,136067,136067,136067,null,null,null,null,null,null,null,null,null,null,731454.47385779989,null,731454.47385779989,136067,{"$f":"IF(SUM(B30:U30)>0,Schadstoffbelastung!$K$5*Schadstoffbelastung!$K$8*Bodencharakterisierung!$E$7*Y30/1000/1000,\"\")","v":1590.4327362000001},{"$f":"IF(SUM(B30:U30)>0,Schadstoffbelastung!$K$5*Schadstoffbelastung!$K$8*Bodencharakterisierung!$E$10*Y30*Stoffdatenbank!$D24*Bodencharakterisierung!$E$8/1000/1000,\"\")","v":71555.014649579985},{"$f":"IF(Y30<>\"\",Y30/Stoffdatenbank!L24,\"\")","v":1133.8916666666667}]
["Isopropylbenzol",null,136067,136067,136067,136067,136067,136067,136067,136067,136067,null,null,null,null,null,null,null,null,null,null,702248.34542939998,null,702248.34542939998,136067,{"$f":"IF(SUM(B31:U31)>0,Schadstoffbelastung!$K$5*Schadstoffbelastung!$K$8*Bodencharakterisierung!$E$7*Y31/1000/1000,\"\")","v":1590.4327362000001},{"$f":"IF(SUM(B31:U31)>0,Schadstoffbelastung!$K$5*Schadstoffbelastung!$K$8*Bodencharakterisierung!$E$10*Y31*Stoffdatenbank!$D25*Bodencharakterisierung!$E$8/1000/1000,\"\")","v":68634.401806739988},{"$f":"IF(Y31<>\"\",Y31/Stoffdatenbank!L25,\"\")","v":1133.8916666666667}]
["o-Ethyltoluol",null,null,null,null,null,null,null,null,null,null,null,null,null,null,null,null,null,null,null,null,"",null,"","",{"$f":"IF(SUM(B32:U32)>0,Schadstoffbelastung!$K$5*Schadstoffbelastung!$K$8*Bodencharakterisierung!$E$7*Y32/1000/1000,\"\")","v":""},{"$f":"IF(SUM(B32:U32)>0,Schadstoffbelastung!$K$5*Schadstoffbelastung!$K$8*Bodencharakterisierung!$E$10*Y32*Stoffdatenbank!$D26*Bodencharakterisierung!$E$8/1000/1000,\"\")","v":""},{"$f":"IF(Y32<>\"\",Y32/Stoffdatenbank!L26,\"\")","v":""}]
["m-Ethyltoluol",null,null,null,null,null,null,null,null,null,null,null,null,null,null,null,null,null,null,null,null,"",null,"","",{"$f":"IF(SUM(B33:U33)>0,Schadstoffbelastung!$K$5*Schadstoffbelastung!$K$8*Bodencharakterisierung!$E$7*Y33/1000/1000,\"\")","v":""},{"$f":"IF(SUM(B33:U33)>0,Schadstoffbelastung!$K$5*Schadstoffbelastung!$K$8*Bodencharakterisierung!$E$10*Y33*Stoffdatenbank!$D27*Bodencharakterisierung!$E$8/1000/1000,\"\")","v":""},{"$f":"IF(Y33<>\"\",Y33/Stoffdatenbank!L27,\"\")","v":""}]
["p-Ethyltoluol",null,null,null,null,null,null,null,null,null,null,null,null,null,null,null,null,null,null,null,null,"",null,"","",{"$f":"IF(SUM(B34:U34)>0,Schadstoffbelastung!$K$5*Schadstoffbelastung!$K$8*Bodencharakterisierung!$E$7*Y34/1000/1000,\"\")","v":""},{"$f":"IF(SUM(B34:U34)>0,Schadstoffbelastung!$K$5*Schadstoffbelastung!$K$8*Bodencharakterisierung!$E$10*Y34*Stoffdatenbank!$D28*Bodencharakterisierung!$E$8/1000/1000,\"\")","v":""},{"$f":"IF(Y34<>\"\",Y34/Stoffdatenbank!L28,\"\")","v":""}]
["1,2-Diethylbenzol",null,null,null,null,null,null,null,null,null,null,null,null,null,null,null,null,null,null,null,null,"",null,"","",{"$f":"IF(SUM(B35:U35)>0,Schadstoffbelastung!$K$5*Schadstoffbelastung!$K$8*Bodencharakterisierung!$E$7*Y35/1000/1000,\"\")","v":""},{"$f":"IF(SUM(B35:U35)>0,Schadstoffbelastung!$K$5*Schadstoffbelastung!$K$8*Bodencharakterisierung!$E$10*Y35*Stoffdatenbank!$D29*Bodencharakterisierung!$E$8/1000/1000,\"\")","v":""},{"$f":"IF(Y35<>\"\",Y35/Stoffdatenbank!L29,\"\")","v":""}]
["1,3-Diethylbenzol",null,null,null,null,null,null,null,null,null,null,null,null,null,null,null,null,null,null,null,null,"",null,"","",{"$f":"IF(SUM(B36:U36)>0,Schadstoffbelastung!$K$5*Schadstoffbelastung!$K$8*Bodencharakterisierung!$E$7*Y36/1000/1000,\"\")","v":""},{"$f":"IF(SUM(B36:U36)>0,Schadstoffbelastung!$K$5*Schadstoffbelastung!$K$8*Bodencharakterisierung!$E$10*Y36*Stoffdatenbank!$D30*Bodencharakterisierung!$E$8/1000/1000,\"\")","v":""},{"$f":"IF(Y36<>\"\",Y36/Stoffdatenbank!L30,\"\")","v":""}]
["1,4-Diethylbenzol",null,null,null,null,null,null,null,null,null,null,null,null,null,null,null,null,null,null,null,null,"",null,"","",{"$f":"IF(SUM(B37:U37)>0,Schadstoffbelastung!$K$5*Schadstoffbelastung!$K$8*Bodencharakterisierung!$E$7*Y37/1000/1000,\"\")","v":""},{"$f":"IF(SUM(B37:U37)>0,Schadstoffbelastung!$K$5*Schadstoffbelastung!$K$8*Bodencharakterisierung!$E$10*Y37*Stoffdatenbank!$D31*Bodencharakterisierung!$E$8/1000/1000,\"\")","v":""},{"$f":"IF(Y37<>\"\",Y37/Stoffdatenbank!L31,\"\")","v":""}]
["1,2,3-Trimethylbenzol",null,null,null,null,null,null,null,null,null,null,null,null,null,null,null,null,null,null,null,null,"",null,"","",{"$f":"IF(SUM(B38:U38)>0,Schadstoffbelastung!$K$5*Schadstoffbelastung!$K$8*Bodencharakterisierung!$E$7*Y38/1000/1000,\"\")","v":""},{"$f":"IF(SUM(B38:U38)>0,Schadstoffbelastung!$K$5*Schadstoffbelastung!$K$8*Bodencharakterisierung!$E$10*Y38*Stoffdatenbank!$D32*Bodencharakterisierung!$E$8/1000/1000,\"\")","v":""},{"$f":"IF(Y38<>\"\",Y38/Stoffdatenbank!L32,\"\")","v":""}]
["1,2,4-Trimethylbenzol",null,null,null,null,null,null,null,null,null,null,null,null,null,null,null,null,null,null,null,null,"",null,"","",{"$f":"IF(SUM(B39:U39)>0,Schadstoffbelastung!$K$5*Schadstoffbelastung!$K$8*Bodencharakterisierung!$E$7*Y39/1000/1000,\"\")","v":""},{"$f":"IF(SUM(B39:U39)>0,Schadstoffbelastung!$K$5*Schadstoffbelastung!$K$8*Bodencharakterisierung!$E$10*Y39*Stoffdatenbank!$D33*Bodencharakterisierung!$E$8/1000/1000,\"\")","v":""},{"$f":"IF(Y39<>\"\",Y39/Stoffdatenbank!L33,\"\")","v":""}]
["1,3,5-Trimethylbenzol",null,null,null,null,null,null,null,null,null,null,null,null,null,null,null,null,null,null,null,null,"",null,"","",{"$f":"IF(SUM(B40:U40)>0,Schadstoffbelastung!$K$5*Schadstoffbelastung!$K$8*Bodencharakterisierung!$E$7*Y40/1000/1000,\"\")","v":""},{"$f":"IF(SUM(B40:U40)>0,Schadstoffbelastung!$K$5*Schadstoffbelastung!$K$8*Bodencharakterisierung!$E$10*Y40*Stoffdatenbank!$D34*Bodencharakterisierung!$E$8/1000/1000,\"\")","v":""},{"$f":"IF(Y40<>\"\",Y40/Stoffdatenbank!L34,\"\")","v":""}]
["BTEX",{"$f":"IF(SUM(B24:B29)>0,SUM(B24:B29),\"\")","v":680335},{"$f":"IF(SUM(C24:C29)>0,SUM(C24:C29),\"\")","v":408201},408201,408201,408201,408201,408201,408201,408201,408201,"","","","","","","","","","",{"$f":"SUM(V24:V29)","v":3065848.2686138996},null,3065848.2686138996,{"$f":"IF(SUM($B41:$U41)>0,AVERAGE($B41:$U41),\"\")","v":435414.4}]
["AKW",{"$f":"IF(SUM(B24:B40)>0,SUM(B24:B40),\"\")","v":680335},{"$f":"IF(SUM(C24:C40)>0,SUM(C24:C40),\"\")","v":680335},680335,680335,680335,680335,680335,680335,680335,680335,"","","","","","","","","","",{"$f":"SUM(V24:V40)","v":4499551.0879010996},null,4499551.0879010996,680335,null,null,{"$f":"SUM(AB24:AB40)","v":8881.3762373530226}]
[{"$f":"Stoffdatenbank!A35","v":"n-Alkane"},null,null,null,null,null,null,null,null,null,null,null,null,null,null,null,null,null,null,null,null,null,null,null,null,{"$f":"IF(SUM(B43:U43)>0,Schadstoffbelastung!$K$5*Schadstoffbelastung!$K$8*Bodencharakterisierung!$E$7*Y43/1000/1000,\"\")","v":""}]
[{"$f":"Stoffdatenbank!A36","v":"n-Pentan"},null,null,null,null,null,null,null,null,null,null,null,null,null,null,null,null,null,null,null,null,{"$f":"IF(SUM(B44:U44)>0,(Z44+AA44)*$K$2,\"\")","v":""},null,{"$f":"V44","v":""},{"$f":"IF(SUM($B44:$U44)>0,AVERAGE($B44:$U44),\"\")","v":""},{"$f":"IF(SUM(B44:U44)>0,Schadstoffbelastung!$K$5*Schadstoffbelastung!$K$8*Bodencharakterisierung!$E$7*Y44/1000/1000,\"\")","v":""},{"$f":"IF(SUM(B44:U44)>0,Schadstoffbelastung!$K$5*Schadstoffbelastung!$K$8*Bodencharakterisierung!$E$10*Y44*Stoffdatenbank!$D36*Bodencharakterisierung!$E$8/1000/1000,\"\")","v":""},{"$f":"IF(Y44<>\"\",Y44/Stoffdatenbank!L36,\"\")","v":""}]
[{"$f":"Stoffdatenbank!A37","v":"n-Hexan"},null,136067,136067,136067,136067,136067,136067,136067,null,null,null,null,null,null,null,null,null,null,null,null,1505416.8772103998,null,1505416.8772103998,{"$f":"IF(SUM($B45:$U45)>0,AVERAGE($B45:$U45),\"\")","v":136067},{"$f":"IF(SUM(B45:U45)>0,Schadstoffbelastung!$K$5*Schadstoffbelastung!$K$8*Bodencharakterisierung!$E$7*Y45/1000/1000,\"\")","v":1590.4327362000001},{"$f":"IF(SUM(B45:U45)>0,Schadstoffbelastung!$K$5*Schadstoffbelastung!$K$8*Bodencharakterisierung!$E$10*Y45*Stoffdatenbank!$D37*Bodencharakterisierung!$E$8/1000/1000,\"\")","v":148951.25498483999},{"$f":"IF(Y45<>\"\",Y45/Stoffdatenbank!L37,\"\")","v":1582.1744186046512}]
[{"$f":"Stoffdatenbank!A38","v":"n-Heptan"},null,136067,136067,136067,136067,136067,136067,136067,null,null,null,null,null,null,null,null,null,null,null,null,3849208.6835894994,null,3849208.6835894994,136067,{"$f":"IF(SUM(B46:U46)>0,Schadstoffbelastung!$K$5*Schadstoffbelastung!$K$8*Bodencharakterisierung!$E$7*Y46/1000/1000,\"\")","v":1590.4327362000001},{"$f":"IF(SUM(B46:U46)>0,Schadstoffbelastung!$K$5*Schadstoffbelastung!$K$8*Bodencharakterisierung!$E$10*Y46*Stoffdatenbank!$D38*Bodencharakterisierung!$E$8/1000/1000,\"\")","v":383330.43562274997},{"$f":"IF(Y46<>\"\",Y46/Stoffdatenbank!L38,\"\")","v":1360.67}]
[{"$f":"Stoffdatenbank!A39","v":"n-Octan"},null,136067,136067,136067,136067,136067,136067,136067,null,null,null,null,null,null,null,null,null,null,null,null,12705967.129501801,null,12705967.129501801,136067,{"$f":"IF(SUM(B47:U47)>0,Schadstoffbelastung!$K$5*Schadstoffbelastung!$K$8*Bodencharakterisierung!$E$7*Y47/1000/1000,\"\")","v":1590.4327362000001},{"$f":"IF(SUM(B47:U47)>0,Schadstoffbelastung!$K$5*Schadstoffbelastung!$K$8*Bodencharakterisierung!$E$10*Y47*Stoffdatenbank!$D39*Bodencharakterisierung!$E$8/1000/1000,\"\")","v":1269006.28021398},{"$f":"IF(Y47<>\"\",Y47/Stoffdatenbank!L39,\"\")","v":1193.5701754385964}]
[{"$f":"Stoffdatenbank!A40","v":"n-Nonan"},null,136067,136067,136067,136067,136067,136067,136067,null,null,null,null,null,null,null,null,null,null,null,null,20124323.750315398,null,20124323.750315398,136067,{"$f":"IF(SUM(B48:U48)>0,Schadstoffbelastung!$K$5*Schadstoffbelastung!$K$8*Bodencharakterisierung!$E$7*Y48/1000/1000,\"\")","v":1590.4327362000001},{"$f":"IF(SUM(B48:U48)>0,Schadstoffbelastung!$K$5*Schadstoffbelastung!$K$8*Bodencharakterisierung!$E$10*Y48*Stoffdatenbank!$D40*Bodencharakterisierung!$E$8/1000/1000,\"\")","v":2010841.9422953399},{"$f":"IF(Y48<>\"\",Y48/Stoffdatenbank!L40,\"\")","v":1063.0234375}]
[{"$f":"Stoffdatenbank!A41","v":"n-Decan"},null,136067,136067,136067,136067,136067,136067,136067,null,null,null,null,null,null,null,null,null,null,null,null,159758823.76649576,null,159758823.76649576,136067,{"$f":"IF(SUM(B49:U49)>0,Schadstoffbelastung!$K$5*Schadstoffbelastung!$K$8*Bodencharakterisierung!$E$7*Y49/1000/1000,\"\")","v":1590.4327362000001},{"$f":"IF(SUM(B49:U49)>0,Schadstoffbelastung!$K$5*Schadstoffbelastung!$K$8*Bodencharakterisierung!$E$10*Y49*Stoffdatenbank!$D41*Bodencharakterisierung!$E$8/1000/1000,\"\")","v":15974291.943913378},{"$f":"IF(Y49<>\"\",Y49/Stoffdatenbank!L41,\"\")","v":958.21830985915494}]
[{"$f":"A43","v":"n-Alkane"},{"$f":"IF(SUM(B44:B49)>0,SUM(B44:B49),\"\")","v":""},{"$f":"IF(SUM(C44:C49)>0,SUM(C44:C49),\"\")","v":680335},680335,680335,680335,680335,{"$f":"IF(SUM(H44:H49)>0,SUM(H44:H49),\"\")","v":680335},680335,"","","","","","","","","","",{"$f":"IF(SUM(T44:T49)>0,SUM(T44:T49),\"\")","v":""},"",{"$f":"SUM(V44:V49)","v":197943740.20711285},null,197943740.20711285,680335,null,null,{"$f":"SUM(AB44:AB49)","v":6157.6563414024031}]
["Oxigenate",null,null,null,null,null,null,null,null,null,null,null,null,null,null,null,null,null,null,null,null,null,null,null,null,{"$f":"IF(SUM(B51:U51)>0,Schadstoffbelastung!$K$5*Schadstoffbelastung!$K$8*Bodencharakterisierung!$E$7*Y51/1000/1000,\"\")","v":""}]
[" MTBE (Methyl-tert-butylether)",null,136067,136067,136067,136067,136067,136067,136067,136067,136067,null,null,null,null,null,null,null,null,null,null,{"$f":"IF(SUM(B52:U52)>0,(Z52+AA52)*$K$2,\"\")","v":23936.012679810003},null,{"$f":"V52","v":23936.012679810003},{"$f":"IF(SUM($B52:$U52)>0,AVERAGE($B52:$U52),\"\")","v":136067},{"$f":"IF(SUM(B52:U52)>0,Schadstoffbelastung!$K$5*Schadstoffbelastung!$K$8*Bodencharakterisierung!$E$7*Y52/1000/1000,\"\")","v":1590.4327362000001},{"$f":"IF(SUM(B52:U52)>0,Schadstoffbelastung!$K$5*Schadstoffbelastung!$K$8*Bodencharakterisierung!$E$10*Y52*Stoffdatenbank!$D43*Bodencharakterisierung!$E$8/1000/1000,\"\")","v":803.16853178099984},{"$f":"IF(Y52<>\"\",Y52/Stoffdatenbank!L43,\"\")","v":1543.6198212097836}]
[" ETBE (Ethyl-tert-butylether)",null,136067,136067,136067,136067,136067,136067,136067,136067,136067,null,null,null,null,null,null,null,null,null,null,{"$f":"IF(SUM(B53:U53)>0,(Z53+AA53)*$K$2,\"\")","v":22475.706258390001},null,{"$f":"V53","v":22475.706258390001},{"$f":"IF(SUM($B53:$U53)>0,AVERAGE($B53:$U53),\"\")","v":136067},{"$f":"IF(SUM(B53:U53)>0,Schadstoffbelastung!$K$5*Schadstoffbelastung!$K$8*Bodencharakterisierung!$E$7*Y53/1000/1000,\"\")","v":1590.4327362000001},{"$f":"IF(SUM(B53:U53)>0,Schadstoffbelastung!$K$5*Schadstoffbelastung!$K$8*Bodencharakterisierung!$E$10*Y53*Stoffdatenbank!$D44*Bodencharakterisierung!$E$8/1000/1000,\"\")","v":657.13788963899992},{"$f":"IF(Y53<>\"\",Y53/Stoffdatenbank!L44,\"\")","v":1331.708014109154}]
[" TBA (tert-Butylalkohol) ",null,null,null,null,null,null,null,null,null,null,null,null,null,null,null,null,null,null,null,null,{"$f":"IF(SUM(B54:U54)>0,(Z54+AA54)*$K$2,\"\")","v":""},null,{"$f":"V54","v":""},{"$f":"IF(SUM($B54:$U54)>0,AVERAGE($B54:$U54),\"\")","v":""},{"$f":"IF(SUM(B54:U54)>0,Schadstoffbelastung!$K$5*Schadstoffbelastung!$K$8*Bodencharakterisierung!$E$7*Y54/1000/1000,\"\")","v":""},{"$f":"IF(SUM(B54:U54)>0,Schadstoffbelastung!$K$5*Schadstoffbelastung!$K$8*Bodencharakterisierung!$E$10*Y54*Stoffdatenbank!$D45*Bodencharakterisierung!$E$8/1000/1000,\"\")","v":""},{"$f":"IF(Y54<>\"\",Y54/Stoffdatenbank!L45,\"\")","v":""}]
[" Oxigenate",{"$f":"IF(SUM(B52:B54)>0,SUM(B52:B54),\"\")","v":""},272134,272134,272134,272134,272134,272134,272134,272134,272134,"","","","","","","","",{"$f":"IF(SUM(T52:T54)>0,SUM(T52:T54),\"\")","v":""},{"$f":"IF(SUM(U52:U54)>0,SUM(U52:U54),\"\")","v":""},{"$f":"SUM(V52:V54)","v":46411.718938200007},null,{"$f":"V55","v":46411.718938200007},{"$f":"IF(SUM($B55:$U55)>0,AVERAGE($B55:$U55),\"\")","v":272134},null,null,{"$f":"SUM(AB52:AB54)","v":2875.3278353189376}]

{"sheet":"Tabelle2","index":4,"n_rows":12,"n_cols":21,"rows_kept":12,"cut":false,"hidden":true,"merged":[]}
[]
[]
[]
[]
["LCKW",{"$f":"y!B40","v":808038.92749999987},{"$f":"y!C40","v":49625.224999999991},{"$f":"y!D40","v":62852.7},{"$f":"y!E40","v":103511.65},{"$f":"y!F40","v":808038.92749999987},{"$f":"y!G40","v":49625.224999999991},{"$f":"y!H40","v":62852.7},{"$f":"y!I40","v":103511.65},{"$f":"y!J40","v":68179.199999999983},{"$f":"y!K40","v":68179.199999999983},{"$f":"y!L40","v":2},{"$f":"y!M40","v":""},{"$f":"y!N40","v":""},{"$f":"y!O40","v":""},{"$f":"y!P40","v":""},{"$f":"y!Q40","v":""},{"$f":"y!R40","v":""},{"$f":"y!S40","v":""},{"$f":"y!T40","v":""},{"$f":"y!U40","v":""}]
[null,{"$f":"IFERROR(_xlfn.RANK.EQ(B5,$B5:$U5),#N/A)","v":1},{"$f":"IFERROR(_xlfn.RANK.EQ(C5,$B5:$U5),#N/A)","v":9},7,3,1,9,7,3,5,5,11,{"$error":"#N/A"},{"$error":"#N/A"},{"$error":"#N/A"},{"$error":"#N/A"},{"$error":"#N/A"},{"$error":"#N/A"},{"$error":"#N/A"},{"$error":"#N/A"},{"$error":"#N/A"}]
["AKW",{"$f":"y!B60","v":1074363.9274999998},{"$f":"y!C60","v":27893.104999999996},{"$f":"y!D60","v":42150.37},{"$f":"y!E60","v":457723.89999999997},{"$f":"y!F60","v":1074363.9274999998},{"$f":"y!G60","v":27893.104999999996},{"$f":"y!H60","v":42150.37},{"$f":"y!I60","v":457723.89999999997},{"$f":"y!J60","v":68445.524999999994},{"$f":"y!K60","v":86289.299999999988},{"$f":"y!L60","v":""},{"$f":"y!M60","v":""},{"$f":"y!N60","v":""},{"$f":"y!O60","v":""},{"$f":"y!P60","v":""},{"$f":"y!Q60","v":""},{"$f":"y!R60","v":""},{"$f":"y!S60","v":""},{"$f":"y!T60","v":""},{"$f":"y!U60","v":""}]
[null,{"$f":"IFERROR(_xlfn.RANK.EQ(B7,$B7:$U7),#N/A)","v":1},{"$f":"IFERROR(_xlfn.RANK.EQ(C7,$B7:$U7),#N/A)","v":9},7,3,1,9,7,3,6,5,{"$error":"#N/A"},{"$error":"#N/A"},{"$error":"#N/A"},{"$error":"#N/A"},{"$error":"#N/A"},{"$error":"#N/A"},{"$error":"#N/A"},{"$error":"#N/A"},{"$error":"#N/A"},{"$error":"#N/A"}]
["n-Alkane",{"$f":"y!B65","v":292957.49999999994},{"$f":"y!C65","v":8877.4999999999982},{"$f":"y!D65","v":11096.874999999998},{"$f":"y!E65","v":135381.87499999997},{"$f":"y!F65","v":292957.49999999994},{"$f":"y!G65","v":8877.4999999999982},{"$f":"y!H65","v":11096.874999999998},{"$f":"y!I65","v":135381.87499999997},{"$f":"y!J65","v":22815.174999999996},{"$f":"y!K65","v":28763.1},{"$f":"y!L65","v":""},{"$f":"y!M65","v":""},{"$f":"y!N65","v":""},{"$f":"y!O65","v":""},{"$f":"y!P65","v":""},{"$f":"y!Q65","v":""},{"$f":"y!R65","v":""},{"$f":"y!S65","v":""},{"$f":"y!T65","v":""},{"$f":"y!U65","v":""}]
[null,{"$f":"IFERROR(_xlfn.RANK.EQ(B9,$B9:$U9),#N/A)","v":1},{"$f":"IFERROR(_xlfn.RANK.EQ(C9,$B9:$U9),#N/A)","v":9},7,3,1,9,7,3,6,5,{"$error":"#N/A"},{"$error":"#N/A"},{"$error":"#N/A"},{"$error":"#N/A"},{"$error":"#N/A"},{"$error":"#N/A"},{"$error":"#N/A"},{"$error":"#N/A"},{"$error":"#N/A"},{"$error":"#N/A"}]
["Oxigenate",{"$f":"y!B73","v":585914.99999999988},{"$f":"y!C73","v":17754.999999999996},{"$f":"y!D73","v":22193.749999999996},{"$f":"y!E73","v":270763.74999999994},{"$f":"y!F73","v":585914.99999999988},{"$f":"y!G73","v":17754.999999999996},{"$f":"y!H73","v":22193.749999999996},{"$f":"y!I73","v":270763.74999999994},{"$f":"y!J73","v":36752.849999999991},{"$f":"y!K73","v":46429.324999999997},{"$f":"y!L73","v":""},{"$f":"y!M73","v":""},{"$f":"y!N73","v":""},{"$f":"y!O73","v":""},{"$f":"y!P73","v":""},{"$f":"y!Q73","v":""},{"$f":"y!R73","v":""},{"$f":"y!S73","v":""},{"$f":"y!T73","v":""},{"$f":"y!U73","v":""}]
[null,{"$f":"IFERROR(_xlfn.RANK.EQ(B11,$B11:$U11),#N/A)","v":1},{"$f":"IFERROR(_xlfn.RANK.EQ(C11,$B11:$U11),#N/A)","v":9},7,3,1,9,7,3,6,5,{"$error":"#N/A"},{"$error":"#N/A"},{"$error":"#N/A"},{"$error":"#N/A"},{"$error":"#N/A"},{"$error":"#N/A"},{"$error":"#N/A"},{"$error":"#N/A"},{"$error":"#N/A"},{"$error":"#N/A"}]

{"sheet":"Sanierungsdesign","index":5,"n_rows":19,"n_cols":6,"rows_kept":19,"cut":false,"hidden":true,"merged":[[2,0,2,4],[7,0,7,4],[16,0,16,2],[16,3,16,4]]}
[null,"Parameter",null,"Einheit","Wert"]
[]
["Sanierungszielwert"]
[null,"Sanierungszielwert ","LCKW","μg/L",10]
[null,"Sanierungszielwert ","AKW","μg/L",20]
[null,"Sanierungszielwert ","Oxigenate","μg/L",100]
[null,"Sanierungszielwert ","n-Alkane","μg/L",100]
["Sanierungsdesign"]
[null,"Sanierungsfläche","A","m²",{"$f":"Sanierungsfläche","v":2200}]
[null,"Mächtigkeit Aquifer","M","m",{"$f":"Mächtigkeit","v":16.100000000000001}]
[null,"Maximal zulässige Absenkung","s","m",{"$f":"0.2*E10","v":3.2200000000000006}]
[null,"Reichweite Absenkung","R","m",{"$f":"3000*Absenkung*SQRT(kf)","v":30.547602197226549}]
[null,"Brunnenradius","r","m",0.1]
[null,"Anzahl benötigter Sanierungsbrunnen","NB","[-]",{"$f":"ROUNDUP(Schadstoffbelastung!$K$4/(2*RadiusInfluence),0)","v":1}]
[null,"Maximale Ergiebigkeit des Brunnens   ","Q","m³/d",{"$f":"(PI()*kf*(Unterkante^2-Oberkante^2))/LN((ReichweiteAbsenkung^2)/(Brunnenradius^2))*86400","v":91.268163612960848}]
[]
["Auswahl Schadstoff",null,null,"Summe n-Alkane"]
[null,null,null,null,100]
[null,null,null,null,null," "]

{"sheet":"Bodencharakterisierung","index":6,"n_rows":17,"n_cols":19,"rows_kept":17,"cut":false,"hidden":true,"merged":[[0,14,0,18],[0,0,1,0],[0,1,1,1],[0,3,1,3],[0,11,1,11],[0,12,1,12],[0,13,1,13]]}
[null,"Parameter",null,"Einheit",null,null,null,null,null,null,null,null,"Parameter","Einheit","Datenbank"]
[null,null,null,null,"Feinsand","Feinsand",null,null,null,null,null,null,null,null,"Grobsand","Mittelsand","Feinsand","Schluff","Ton"]
[null,"Relativer Anteil (geschätzt)",null,"%",80,{"$f":"100-E3","v":20}]
[null,"Wassersättigung (ungesättigter Boden)","SW","-",0.26,0.26,null,null,null,null,null,null,"Wassersättigung (ungesättigter Boden)","-",0.26,0.26,0.26,0.27,0.29160000000000003]
[null,"Durchlässigkeitsbeiwert","kf","m/s",1.0000000000000001E-5,1.0000000000000001E-5,null,null,null,null,null,null,"Durchlässigkeitsbeiwert (kf)","m/s",2.0000000000000001E-4,1E-4,1.0000000000000001E-5,9.9999999999999995E-8,9.9999999999999994E-12]
[null,"Nutzbare Porosität","neff","-",0.1,0.1,null,null,null,null,null,null,"Nutzbare Porosität (neff)","L/L",0.2,0.125,0.1,7.4999999999999997E-2,3.5000000000000003E-2]
[null,"Gesamtporosität (Hohlraumvolumen)","n","-",0.33,0.33,null,null,null,null,null,null,"Gesamtporosität (Hohlraumvolumen)","L/L",0.33,0.33,0.33,0.34,0.35]
[null,"Organischer Kohlenstoffgehalt ","fOC","-",0.01,0.01,null,null,null,null,null,null,"Organische Kohlenstoffgehalt ","g/g",0.01,0.01,0.01,0.01,0.01]
[null,"Korndichte","ρs","kg/m³",2650,2650,null,null,null,null,null,null,"Korndichte","kg/m³",2650,2650,2650,2690,2700]
[null,"Schüttdichte","d","kg/L",1.5149999999999999,1.5149999999999999,null,null,null,null,null,null,"Schüttdichte","kg/dm³",1.5149999999999999,1.5149999999999999,1.5149999999999999,1.43,1.64]
[null,"Anteil (Bodenkorn)","nM","kg/m³",1015.0499999999997,1015.0499999999997,null,null,null,null,null,null,"Anteil (Bodenkorn)","kg/m³",{"$f":"1000*(1-O7)*O10","v":1015.0499999999997},{"$f":"1000*(1-P7)*P10","v":1015.0499999999997},{"$f":"1000*(1-Q7)*Q10","v":1015.0499999999997},{"$f":"1000*(1-R7)*R10","v":943.79999999999984},{"$f":"1000*(1-S7)*S10","v":1066}]
[null,"Mittlerer Kornradius","d50","m",1.315E-4,1.315E-4,null,null,null,null,null,null,"Mittlerer Kornradius (d50)","m",1.315E-3,4.15E-4,1.315E-4,3.2499999999999997E-5,1.9999999999999999E-6]
[null,"Tortouistät in der Wasserphase","tw","-",10,10,null,null,null,null,null,null,"Tortuoistät in der Wasserphase (tw)","-",{"$f":"1/O6","v":5},{"$f":"1/P6","v":8},{"$f":"1/Q6","v":10},{"$f":"1/R6","v":13.333333333333334},{"$f":"1/S6","v":28.571428571428569}]
[null,"Wärmeleitfähigkeit","l","W/(m·K)",2.75,2.75,null,null,null,null,null,null,"Wärmeleitfähigkeit (l)","W/(m·K)",3.72,3.34,2.75,1.5,1.5]
[null,"Temperaturleitfähigkeit","a","m²/s",1.1000000000000001E-3,1.1000000000000001E-3,null,null,null,null,null,null,"Temperaturleitfähigkeit (a)","m²/s",{"$f":"O14/(O17)","v":1.4880000000000002E-3},{"$f":"P14/(P17)","v":1.3359999999999999E-3},{"$f":"Q14/(Q17)","v":1.1000000000000001E-3},{"$f":"R14/(R17)","v":6.2500000000000001E-4},{"$f":"S14/(S17)","v":6.2500000000000001E-4}]
[null,"Untergrundtemperatur","T0","K",283.14999999999998,283.14999999999998,null,null,null,null,null,null,"Untergrundtemperatur (T0)","K",283.14999999999998,283.14999999999998,283.14999999999998,283.14999999999998,283.14999999999998]
[null,"Spezifische Wärmekapazität (Bodenkorn)","cM","kJ/(kg·K)",2500,2500,null,null,null,null,null,null,"Spezifische Wärmekapazität ","kJ/(kg·K)",2500,2500,2500,2400,2400]

{"sheet":"Grundwassercharakterisierung","index":7,"n_rows":14,"n_cols":4,"rows_kept":14,"cut":false,"hidden":true,"merged":[[3,0,3,3]]}
[null,"Parameter","Einheit","Wert"]
[null,"Mittlerer hydraulischer Gradient (I)","%",0.9]
[null,"Grundwasserabstandsgeschwindigkeit (va)","m/d",{"$f":"kf*(Grundwassercharakterisierung!D2/100)/neff*3600*24","v":7.776000000000001E-2}]
["Redoxmilieu (charakteristische Mittelwerte)"]
[null,"pH-Wert","--",7]
[null,"Redoxspannung (korr.)","mV",200]
[null,"Temperatur","°C",1]
[null,"Gelöster Sauerstoff","mg/L",3]
[null,"Nitrat","mg/L",20]
[null,"Mangan (gelöst)","mg/L",0]
[null,"Eisen (gelöst)","mg/L",0]
[null,"Sulfat","mg/L",200]
[null,"Methan","mg/L",0]
[null,"DOC","mg/L",2]

{"sheet":"Stoffdatenbank","index":8,"n_rows":59,"n_cols":13,"rows_kept":59,"cut":false,"hidden":true,"merged":[[52,0,52,12],[41,0,41,12],[2,0,2,12],[16,0,16,12],[34,0,34,12]]}
[null," Ver-dampfungs-enthalpie","Gemisch-siedetemp. mit Wasser","Sorptions-koeffizient","Henry-Koeffizient","Diffusions-koeffizient (in Wasser)","Diffusions-koeffizient (in Luft)","Löslichkeit","Dampf-druck","Siede-punkt","Dichte ","Molekular-gewicht"]
["Verbindung"," ΔHv \n[kJ/kg]","\n°C","KOC \n[L/kg]","H (15°C) \n[-]","Dw (15°C) \n[m²/s]","Da (15°C) \n[m²/s]","Lw (20°C) \n[mg/L]","Po (15°C) \n[Pa]","\n°C","\n[kg/L]","Mm \n[g/mol]","Bemerkung"]
["Leichtflüchtige chlorierte Kohlenwasserstoffe (LCKW)"]
["Tetrachlorethen",239.22,88.7,{"$f":"0.36*1000","v":360},0.64,7.49E-10,6.6200000000000001E-6,160,1479,121.075,1.6240000000000001,166]
["Trichlorethen",263.14999999999998,73.5,130,0.33,8.08E-10,7.1199999999999996E-6,1000,6064,86.974999999999994,1.4641999999999999,131]
["cis-1,2-Dichlorethen",319.07,55.3,50,0.2,8.9500000000000001E-10,7.8800000000000008E-6,3500,17284,60.1875,1.2837000000000001,97,"LW (cDCE) bei 25 °C"]
["trans-1,2-Dichlorethen",306.55,45.3,60,0.19,8.8600000000000004E-10,8.8300000000000002E-6,6300,29294,48.066000000000003,1.2565,97]
["1,1-Dichlorethen",274.33,{"$f":"C6","v":55.3},70.510000000000005,0.8,1.173E-9,9.8649999999999996E-6,2500,6792.77,31.4,1.218,97]
["Vinylchlorid",364.6,-13,60,6.78,5.7799999999999997E-10,5.9399999999999999E-6,1100,285916,-13.757999999999999,0.91210000000000002,63]
["Tetrachlormethan",201.95,66,285.60000000000002,1.153,7.2929999999999995E-10,6.3230000000000003E-6,800,11940,76.760000000000005,1.5940000000000001,154]
["Trichlormethan",273.11,56.1,51.21,0.185,8.245E-10,7.1409999999999999E-6,8200,20900,61.12,1.4850000000000001,119]
["Dichlormethan",343.36,43.5,12.149999999999999,0.1159,9.8300000000000002E-10,8.4409999999999993E-6,17799,39156.78,39.950000000000003,1.3280000000000001,85]
["1,1,1-Trichlorethan",243.62,86,144,1,7.6099999999999996E-10,6.7700000000000004E-6,1300,1369.81,74.05,1.339,133.404]
["1,1,2-Trichlorethan",301.33999999999997,86,43.64,3.7999999999999999E-2,6.8000000000000003E-10,7.6000000000000001E-6,4500,2500,13.65,1.4410000000000001,133.404,"D abgeschätzt"]
["1,1-Dichlorethan",310.27999999999997,72.8,35.74,0.25700000000000001,1.14E-9,8.6999999999999997E-6,8690,29100,57.4,1.2350000000000001,98.96,"D abgeschätzt"]
["1,2-Dichlorethan",354.69,72.844999999999999,39.6,5.0799999999999998E-2,9.2000000000000003E-10,7.8299999999999996E-6,8690,10000,83.6,null,98.96]
["(Mono)aromatische Kohlenwasserstoffe (AKW)"]
["Benzol",434.62,69.3,80,0.15,8.1499999999999998E-10,7.5900000000000002E-6,1770,7941,80.150000000000006,0.877,78]
["Toluol",390.22,84.6,300,0.16,7.3400000000000005E-10,6.9E-6,520,2215,110.7,0.87,92]
["Ethylbenzol",386.76,91.5,1100,0.19,6.7600000000000004E-10,6.3899999999999998E-6,170,728,136.19999999999999,0.86599999999999999,106]
["o-Xylol",396.23,93.3,830,0.12,6.8000000000000003E-10,6.4200000000000004E-6,180,492,143.9,0.88,106]
["m-Xylol",386.79,93.3,980,0.16,6.7099999999999996E-10,6.3600000000000001E-6,174,615,139.19999999999999,0.86399999999999999,106]
["p-Xylol",396.23,93.3,880,0.15,6.7099999999999996E-10,6.3600000000000001E-6,200,657,138.30000000000001,0.86099999999999999,106]
["n-Propylbenzol",383.33,96.5,980,0.2,6.2000000000000003E-10,6.0000000000000002E-6,60,237,158.9,0.86,120,"LW bei 25 °C"]
["Isopropylbenzol",366.67,95,940,0.43,6.2000000000000003E-10,6.0000000000000002E-6,50,427,151.9,0.86199999999999999,120,"LW bei 25 °C"]
["o-Ethyltoluol",395.25,96.5,790,0.11,6.3E-10,6.0000000000000002E-6,93,202,165.2,0.88,120]
["m-Ethyltoluol",390,96.5,760,0.1,6.2000000000000003E-10,6.0000000000000002E-6,97,202,161.4,0.86399999999999999,120]
["p-Ethyltoluol",388.92,96.5,900,0.12,6.2000000000000003E-10,6.0000000000000002E-6,95,230,162,0.86099999999999999,120]
["1,2-Diethylbenzol",394.03,96.5,500,0.16,5.9000000000000003E-10,5.6999999999999996E-6,24,67,182.9,0.88,134]
["1,3-Diethylbenzol",391.79,96.5,420,0.23,5.7999999999999996E-10,5.5999999999999997E-6,27,109,180.9,0.86,134]
["1,4-Diethylbenzol",391.79,96.5,460,0.23,5.7999999999999996E-10,5.5999999999999997E-6,25,101,183.7,0.86199999999999999,134]
["1,2,3-Trimethylbenzol",408.33,96.5,650,0.08,6.3999999999999996E-10,6.0000000000000002E-6,75,125,176.1,0.89400000000000002,120]
["1,2,4-Trimethylbenzol",391.67,96.5,650,0.12,6.3E-10,6.0000000000000002E-6,60,147,169.3,0.876,120,"LW bei 25 °C"]
["1,3,5-Trimethylbenzol",395.92,96.5,670,0.48,6.3E-10,6.0000000000000002E-6,20,193,164.7,0.86499999999999999,120]
["n-Alkane"]
["n-Pentan",368.06,34.6,870,35.69,7.0099999999999996E-10,6.8900000000000001E-6,40,46219,36.049999999999997,0.626,72]
["n-Hexan",360.47,61.6,2040,46.48,6.4900000000000003E-10,6.3600000000000001E-6,10,12922,68.75,0.66,86]
["n-Heptan",360,79.599999999999994,5250,69.3,6.0499999999999998E-10,5.9200000000000001E-6,2.2000000000000002,3645,98.35,0.68400000000000005,100,"LW bei 25 °C"]
["n-Octan",359.65,89.5,17380,70.89,5.69E-10,5.5799999999999999E-6,0.7,1041,125.6,0.70250000000000001,114]
["n-Nonan",363.28,94.8,27540,156.63,5.4099999999999999E-10,5.31E-6,0.12,351,150.69999999999999,0.72,128,"LW bei 25 °C"]
["n-Decan",361.27,97.2,218780,140.30000000000001,5.1299999999999999E-10,5.0499999999999999E-6,0.05,118,174.1,0.73,142]
["Oxigenate"]
["MTBE (Methyl-tert-butylether)",340.34,52.4,11,2.7E-2,9.5130000000000001E-10,8.2859999999999999E-6,51259,33300,55.65,0.74,88.147999999999996]
["ETBE (Ethyl-tert-butylether)",323.37,65.2,9,8.1000000000000003E-2,7.3379629629629627E-10,6.9444444444444439E-6,12000,16500,72.825000000000003,0.75,102.1748]
["TBA (tert-Butylalkohol) ",620.6,79.900000000000006,37,6.0999999999999997E-4,6.9999999999999996E-10,{"$f":"G43/(F43/F45)","v":6.0971302428256071E-6},"mischbar",5430,82.35,0.79,74.121600000000001]
["blau = berechnet, grau = abgeschätzt"]
[]
[]
[]
[]
[]
[]
["n-Alkane"]
["n-Pentan",368.06,34.6,870,35.69,7.0099999999999996E-10,6.8900000000000001E-6,40,46219,36.049999999999997,0.626,72]
["n-Hexan",360.47,61.6,2040,46.48,6.4900000000000003E-10,6.3600000000000001E-6,10,12922,68.75,0.66,86]
["n-Heptan",360,79.599999999999994,5250,69.3,6.0499999999999998E-10,5.9200000000000001E-6,2.2000000000000002,3645,98.35,0.68400000000000005,100,"LW bei 25 °C"]
["n-Octan",359.65,89.5,17380,70.89,5.69E-10,5.5799999999999999E-6,0.7,1041,125.6,0.70250000000000001,114]
["n-Nonan",363.28,94.8,27540,156.63,5.4099999999999999E-10,5.31E-6,0.12,351,150.69999999999999,0.72,128,"LW bei 25 °C"]
["n-Decan",361.27,97.2,218780,140.30000000000001,5.1299999999999999E-10,5.0499999999999999E-6,0.05,118,174.1,0.73,142]

{"sheet":"Heterogenität","index":9,"n_rows":16,"n_cols":7,"rows_kept":16,"cut":false,"hidden":true,"merged":[[14,0,14,1],[15,0,15,1]]}
[null,null,null,null,null,"Sondierung","Gini-Koeffizient"]
[]
[]
[]
[]
[]
[]
[]
[]
[]
[]
[]
[]
[]
["Heterogenität (Gini-Koeffizient)",null,"Gering",0.2]
["Korrekturfaktor",null,null,{"$f":"1/(1-GINI+(2.451*(Sanierungsfläche^-0.458))*GINI)","v":1.227838709175918}]

{"sheet":"Sanierungsdauer","index":10,"n_rows":38,"n_cols":15,"rows_kept":38,"cut":false,"hidden":false,"merged":[[1,0,1,4],[6,3,6,4]]}
[null,"Ergebnisparameter",null,"Einheit","Wert"]
["Sanierungserfolg"]
[null,"Gesamtdauer der Sanierung",null,"a",{"$f":"Ergebnisse!E3","v":10.577739726027398}]
[null,"Sanierungszielwert",null,"μg/L",{"$f":"Sanierungszielwert","v":100}]
[null,"Residualer Schadstoffgehalt im Boden",null,"mg/kg",{"$f":"Ergebnisse!E5","v":0.29320259158315937}]
[null,"Anzahl der Sanierungsbrunnen",null,"[-]",{"$f":"Sanierungsdesign!E14","v":1}]
[null,"Betrachterer Schadstoff",null,{"$f":"Ergebnisse!D9","v":"n-Alkane"}]
[]
[]
[]
[]
[]
[]
[]
[]
[]
[]
[]
[]
[]
[]
[]
[]
[]
[]
[]
[]
[]
[]
[]
[]
[]
[]
[]
[]
[]
[]
[null,null,null,null,null,null,null,null,null,null,null,null,null,null,"aus Gesamtkonz. Berechnet"]

{"sheet":"Ergebnisse","index":11,"n_rows":169191,"n_cols":72,"rows_kept":1125,"cut":true,"hidden":true,"merged":[[1,0,1,4],[5,0,5,4],[8,3,8,4]],"bounds":{"rows_first":500,"rows_last":125,"rows_between":500,"halvings":2}}
[null,"Ergebnisparameter",null,"Einheit","Wert",null,null,null,null,null,null,null,null,null,null,null,17,{"$f":"Q1+1","v":18},{"$f":"R1+1","v":19},20,21,22,23,24,25,26,27,28,29,30,31,32,33,34,35,36,37,38,39,40,41,42,43,44,45,46,47,48,49,50,51,52,53,54,55,56,57,58,59,60,61,62,63,64,65,66,67,68,69,70,71]
["Sanierungserfolg",null,null,null,null,null,null,null,null,null,null,null,null,null,null,null,null,null,null,null,null,"Schadstoffphase",null,null,null,null,null,null,null,null,null,null,null,null,null,null,null,null,"Reichweite/Unterteilung",null,null,null,null,null,null,null,"Parameter Residualphase",null,null,null,null,null,"Berechnung der Sanierungsdauer"]
[null,"Gesamtdauer der Sanierung",null,"a",{"$f":"S4","v":10.577739726027398},null,null,null,null,null,null,null,null,null,null,null,"Sanierungszielwert","[μg/L]",{"$f":"Sanierungszielwert","v":100},null,null,null,null,null,null,null,null,null,null,null,null,null,null,null,null,null,null,null,"Stofftransferkoeffizient",null,null,null,"Retardationsfaktor noch nicht eingebunden","R",{"$f":"1+(n+S10*ps)/neff","v":77.074067559256278},null,"Stoffübertragungskoeff. [m/s]","k",{"$f":"(S18*S36)/(A0*((d_50*2)^2))","v":1.9133828148360657E-9}]
[null,"Sanierungszielwert",null,"μg/L",{"$f":"Sanierungszielwert","v":100},null,null,null,null,null,null,null,null,null,null,null,"Sanierungsdauer","[a]",{"$f":"MAX(BO11:BO1024560)","v":10.577739726027398},null,null,null,null,null,null,null,null,null,null,null,null,null,null,null,null,null,null,null,"Feststoff/Wasser [1/s]","λSW",{"$f":"(10^(0.301-0.668*LOG((S10*1000000))))/(60*60)","v":2.8030144787648287E-6},null,"Reichweite Absenkung [m]","ROI",{"$f":"ReichweiteAbsenkung","v":30.547602197226549},null,"Sättigungslänge [m]","Xs",{"$f":"(AS7*S30*d_50*S19)/(6*S36*Theta_w*n)","v":0.1622492785769688},null,null,null,"Zeitintervall [s]","z",{"$f":"60*60","v":3600}]
[null,"max. Schadstoffkonzentration im Boden",null,"kg/kg",{"$f":"MIN(BS11:BS1048576)","v":0.29320259158315937},null,null,null,null,null,null,null,null,null,null,null,"Sanierungsdauer","[d]",{"$f":"S4*365","v":3860.875},null,null,null,null,null,null,null,null,null,null,null,null,null,null,null,null,null,null,null,null,null,null,null,"maximale Absenkung [m]","S",{"$f":"Absenkung","v":3.2200000000000006},null,"Retardationsfaktor [-]","R",null,null,null,null,"Anzahl Intervalle","n",92661]
["Dimensionierung der Brunnen",null,null,null,null,null,null,null,null,null,null,null,null,null,null,null,null,null,null,null,null,null,null,null,null,null,null,null,null,null,null,null,null,null,null,null,null,null,"Massentransferrate",null,null,null,"Länge Schadensherd [m]","Lschaden",{"$f":"Schadstoffbelastung!K3","v":55},null,null,null,null,null,null,null,null,null,null,null,null,null,null,null,null,null,null,null,null,null,null,null,null,"Ausgabe Grafik","Ausgabe Grafik","Ausgabe Grafik"]
[null,"Anzahl der Sanierungsbrunnen",null,"[-]",null,null,null,null,null,null,null,null,null,null,null,null,null,null,null,null,null,null,null,null,null,null,null,null,null,null,null,null,null,null,null,null,null,null,"Boden/Wasser[kg/(m3*s)","JSW",{"$f":"Theta_w*AO4*((S37/S10)-S40)","v":-6.2671510385028059E-7},null,"Grundwasserabstandsgeschw.","Va",{"$f":"va","v":7.776000000000001E-2}]
[null,"Gesamtförderrate",null,"m3/d",{"$f":"Forderrate","v":91.268163612960848},null,null,null,null,null,null,null,null,null,null,null,"Parameter",null,null,null,null,null,null,null,null,null,null,null,null,null,null,null,null,null,null,null,null,null,null,null,null,null,null,null,null,null,null,null,null,null,null,"Erstes Zeitintervall",null,null,null,null,"Zweites Zeitintervall",null,null,null,null,"Letztes Zeitintervall"]
[null,"Betrachterer Schadstoff",null,"n-Alkane",null,null,null,null,null,null,null,null,null,null,null,null,null,null,null,null,null,"Schadstoffname","Henry Koeffizient","Verteilungkoeff. Kohlenstoff/Wasser","Verteilungkoeff. Boden/Wasser","Diffusionskoeff. Gas","Diffusionskoeff. Wasser","Wasserlöslich-keit","Sättigung-dampfdruck","Molare Masse","Molfraktion/Anteil","Inventar Konz. Boden","Grenz-konzentration","Residual-konzentration","wässrige Konzentration","Sättigunskonzentration ",null,"Durchflusszeit [s]","Hydraulischer Gradient i [-]","Radius [m]","Spiegelfläche des Absenktrichters H [m]","Absenkung [m]","durchströmte Fläche A [m2]","Darcy [m3/s]","Filtergeschw. vf [m/s]","Abstandsgeschw. Va [m/s]","Stofftransferkoeffizient k [1/s]","Freisetzungsrate Residualphase Fres []","Re'","Sh'",null,"Cges/Cs [kg/m3]","Cres [kg/m3]","Cw [kg/m3]","Jsw [kg/m3*s]","Jrw [kg/m3*s]","Cges/Cs [kg/m3]","Cres [kg/m3]","Cw [kg/m3]","Jsw [kg/m3*s]","Jrw [kg/m3*s]","Cges/Cs [kg/m3]","Cres [kg/m3]","Cw [kg/m3]","Jsw [kg/m3*s]","Jrw [kg/m3*s]","Zeit [a]","Konzentration Grundwasser[kg/m3]","Konzentration im Boden [kg/m3]","Konzentration im Grundwasser [μg/L]","Konzentration im Boden [mg/kg]"]
[null,null,null,null,null,null,null,null,null,null,null,null,null,null,null,null,"Boden-Wasserverteilungskoeffizient [m3/kg]","Kd",{"$f":"S35*foc","v":2.7461912286511807E-3},null,null,null,"H [-]","KOC [m3/kg]","Kd","Da [m2/s]","Dw [m2/s]","Lw [kg/m3]","P [kg/(m*s2)","Mm [kg/mol]",null,"Cs [kg/kg]","Cgrenz [kg/m3]","Cres [kg/m3]","Cw [kg/m3]","Ci [kg/m3]"]
[null,null,null,null,null,null,null,null,null,null,null,null,null,null,null,null,"Kapazitätsfaktor [-]","α",{"$f":"n*S10*((1-n)*ps)","v":1.6090346337351564},null,null,"Tetrachlorethen",{"$f":"VLOOKUP(V11,Stoffdatenbank!$A$4:$M$45,5,FALSE)","v":0.64},{"$f":"VLOOKUP(V11,Stoffdatenbank!$A$4:$M$45,4,FALSE)/1000","v":0.36},{"$f":"X11*foc","v":3.5999999999999999E-3},{"$f":"VLOOKUP(V11,Stoffdatenbank!$A$4:$M$45,7,FALSE)","v":6.6200000000000001E-6},{"$f":"VLOOKUP(V11,Stoffdatenbank!$A$4:$M$45,6,FALSE)","v":7.49E-10},{"$f":"VLOOKUP(V11,Stoffdatenbank!$A$4:$M$45,8,FALSE)*1000*(1*10^-6)","v":0.16},{"$f":"VLOOKUP(V11,Stoffdatenbank!$A$4:$M$45,9,FALSE)","v":1479},{"$f":"VLOOKUP(V11,Stoffdatenbank!$A$4:$M$45,12,FALSE)/1000","v":0.16600000000000001},{"$f":"IF(AF11<>\"\",AF11/$AF$24,\"\")","v":2.6822508148352849E-2},{"$f":"IF(Schadstoffbelastung!Y3<>\"\",Schadstoffbelastung!Y3*(1*10^-6),\"\")","v":2.4021277904187929E-7},{"$f":"IF(Schadstoffbelastung!X3<>\"\",Schadstoffbelastung!X3/1000000,\"\")","v":""},{"$f":"IF(Schadstoffbelastung!Z3<>\"\",Schadstoffbelastung!Z3/1000000,\"\")","v":0},{"$f":"IF(Schadstoffbelastung!U3<>\"\",Schadstoffbelastung!U3/1000000,\"\")","v":""},{"$f":"IF(Schadstoffbelastung!W3<>\"\",Schadstoffbelastung!W3/1000000,\"\")","v":""},null,{"$f":"IF(AN11<>\"\",IF(((AN12-AN11)/AT11)<0,((AN12-AN11)/AT11)*(-1),((AN12-AN11)/AT11)),\"\")","v":222.82096871167934},{"$f":"IF(AN11<>\"\",(AO12-AO11)/(AN12-AN11),\"\")","v":4.4879079638772978},{"$f":"IF(AN10>=$AS$6+0.1,\"\",AN10+0.1)","v":0.1},{"$f":"IF(AN11=\"\",\"\",SQRT(($S$29^2)+(($S$28^2)-($S$29^2))*(LN(AN11)-LN(Brunnenradius))/(LN(ReichweiteAbsenkung)-LN(Brunnenradius))))","v":8.98},{"$f":"IF(AN11<>\"\",$S$28-AO11,\"\")","v":3.2200000000000006},{"$f":"IF(AN11<>\"\",Schadstoffbelastung!$K$4*Ergebnisse!AO11,\"\")","v":359.20000000000005},{"$f":"IF(AN11<>\"\",kf*Ergebnisse!AQ11*Ergebnisse!AM11,\"\")","v":1.6120565406247258E-2},{"$f":"IF(AN11<>\"\",AR11/AQ11,\"\")","v":4.4879079638772981E-5},{"$f":"IF(AS11<>\"\",AS11/$S$30,\"\")","v":4.4879079638772981E-4},{"$f":"IF(AN11<>\"\",(AX11*$S$36)/A0*(d_50*2)*1000000,\"\")","v":7.7402744660445079E-12},{"$f":"IF(AU11<>\"\",AU11*($S$41-$S$40),\"\")","v":-5.2410577833143447E-12},{"$f":"IF(AN11<>\"\",((d_50*2)*kf*AM11)/($S$13*neff),\"\")","v":9.0793830346133031E-2},{"$f":"IF(AN11<>\"\",150*(AW11^0.87)*(0.016^0.79),\"\")","v":0.70934099466342049},null,{"$f":"IF(AN11<>\"\",$S$37,\"\")","v":7.6929962281942451E-6},{"$f":"IF(AN12<>\"\",IF($S$39<>0,$S$39,0),\"\")","v":0},{"$f":"IF(AN11<>\"\",IF(AZ11<Lw,(AZ11*pb)/(Kd*pb+Theta_w),(Sättigungskonz*pb)/(Kd*pb+Theta_w)),\"\")","v":2.6237563388790235E-3},{"$f":"IF(AN11<>\"\",IF(BA11=0,n*$AO$4*((AZ11/$S$10)-BB11),0),\"\")","v":1.6425752298674638E-10},{"$f":"IF(AN11<>\"\",IF(BA11<>0,IF(AU11*(Sättigungskonz-BB11)<0,AU11*((Sättigungskonz-BB11)*(-1)),AU11*(Sättigungskonz-BB11)),0),\"\")","v":0},{"$f":"IF(AN11<>\"\",IF(Sättigungskonz>=AZ11,IF(AZ11-(BC11+BD11)*$BC$4/pb>0,AZ11-(BC11+BD11)*$BC$4/pb,0),IF(AZ11-(BC11+BD11)*$BC$4/pb>Sättigungskonz,AZ11-(BC11+BD11)*$BC$4/pb,Sättigungskonz)),\"\")","v":7.6926631799921877E-6},{"$f":"IF(AN11<>\"\",IF(BA11<>0,BA11-((BH11+BD11)*$BC$4),0),\"\")","v":0},{"$f":"IF(AN11<>\"\",IF(BE11<Lw,(BE11*pb)/(Kd*pb+Theta_w),(Sättigungskonz*pb)/(Kd*pb+Theta_w)),\"\")","v":2.6236427501932398E-3},{"$f":"IF(AN11<>\"\",IF(BF10=0,n*$AO$4*(BE11-(BG11/$S$10))*(-1),0),\"\")","v":8.8370987312445543E-7},{"$f":"IF(AN11<>\"\",IF(BF11<>0,AU11*(Sättigungskonz-BG11),0),\"\")","v":0},2.9320259158315935E-7,0,9.9999029691796116E-5,5.0986621273838768E-12,0,0,2.6237563388790235E-3,7.6929962281942451E-6,{"$f":"IF(BP11<>\"\",BP11/(1*10^-6),\"\")","v":2623.7563388790236},{"$f":"IF(BQ11<>\"\",BQ11/(1*10^-6),\"\")","v":7.6929962281942457},{"$f":"IF(BO11<>\"\",BO11*(0.1*Retardation),\"\")","v":0}]
[null,null,null,null,null,null,null,null,null,null,null,null,null,null,null,null,"Effektiver Diffusionskoeffizient [m2/s]","De",{"$f":"(S36*neff)/tw","v":6.3418484174670019E-12},null,null,"Trichlorethen",{"$f":"VLOOKUP(V12,Stoffdatenbank!$A$4:$M$45,5,FALSE)","v":0.33},{"$f":"VLOOKUP(V12,Stoffdatenbank!$A$4:$M$45,4,FALSE)/1000","v":0.13},1.3000000000000002E-3,{"$f":"VLOOKUP(V12,Stoffdatenbank!$A$4:$M$45,7,FALSE)","v":7.1199999999999996E-6},{"$f":"VLOOKUP(V12,Stoffdatenbank!$A$4:$M$45,6,FALSE)","v":8.08E-10},{"$f":"VLOOKUP(V12,Stoffdatenbank!$A$4:$M$45,8,FALSE)*1000*(1*10^-6)","v":1},{"$f":"VLOOKUP(V12,Stoffdatenbank!$A$4:$M$45,9,FALSE)","v":6064},{"$f":"VLOOKUP(V12,Stoffdatenbank!$A$4:$M$45,12,FALSE)/1000","v":0.13100000000000001},3.3324934366135359E-2,{"$f":"IF(Schadstoffbelastung!Y4<>\"\",Schadstoffbelastung!Y4*(1*10^-6),\"\")","v":2.9844618002172882E-7},{"$f":"IF(Schadstoffbelastung!X4<>\"\",Schadstoffbelastung!X4/1000000,\"\")","v":2.3243415178534856E-4},{"$f":"IF(Schadstoffbelastung!Z4<>\"\",Schadstoffbelastung!Z4/1000000,\"\")","v":0},{"$f":"IF(Schadstoffbelastung!U4<>\"\",Schadstoffbelastung!U4/1000000,\"\")","v":0.13606699999999999},{"$f":"IF(Schadstoffbelastung!W4<>\"\",Schadstoffbelastung!W4/1000000,\"\")","v":9.4123854212617625E-2},null,{"$f":"IF(AN12<>\"\",IF(((AN13-AN12)/AT12)<0,((AN13-AN12)/AT12)*(-1),((AN13-AN12)/AT12)),\"\")","v":395.43408168907121},{"$f":"IF(AN12<>\"\",(AO13-AO12)/(AN13-AN12),\"\")","v":2.5288664945837871},{"$f":"IF(AN11>=$AS$6+0.1,\"\",AN11+0.1)","v":0.2},{"$f":"IF(AN12=\"\",\"\",SQRT(($S$29^2)+(($S$28^2)-($S$29^2))*(LN(AN12)-LN(Brunnenradius))/(LN(ReichweiteAbsenkung)-LN(Brunnenradius))))","v":9.4287907963877302},{"$f":"IF(AN12<>\"\",$S$28-AO12,\"\")","v":2.7712092036122709},{"$f":"IF(AN12<>\"\",Schadstoffbelastung!$K$4*Ergebnisse!AO12,\"\")","v":377.15163185550921},{"$f":"IF(AN12<>\"\",kf*Ergebnisse!AQ12*Ergebnisse!AM12,\"\")","v":9.5376612517699653E-3},{"$f":"IF(AN12<>\"\",AR12/AQ12,\"\")","v":2.5288664945837872E-5},{"$f":"IF(AS12<>\"\",AS12/$S$30,\"\")","v":2.528866494583787E-4},4.6991971562524781E-12,-3.1818979984687361E-12,{"$f":"IF(AN12<>\"\",((d_50*2)*kf*AM12)/($S$13*neff),\"\")","v":5.1160914467348925E-2},{"$f":"IF(AN12<>\"\",150*(AW12^0.87)*(0.016^0.79),\"\")","v":0.43064793109837535},null,7.6929962281942451E-6,0,2.6237563388790235E-3,1.6425752298674638E-10,0,7.6926631799921877E-6,{"$f":"IF(AN12<>\"\",IF(BA12<>0,BA12-((BH12+BD12)*$BC$4),0),\"\")","v":0},2.6236427501932398E-3,8.8370987312445543E-7,{"$f":"IF(AN12<>\"\",IF(BF12<>0,AU12*(Sättigungskonz-BG12),0),\"\")","v":0},2.9320259158315935E-7,0,9.9999029691796116E-5,5.0986621273838768E-12,0,1.1415525114155251E-4,2.6236427501932398E-3,7.6926631799921877E-6,{"$f":"IF(BP12<>\"\",BP12/(1*10^-6),\"\")","v":2623.6427501932399},{"$f":"IF(BQ12<>\"\",BQ12/(1*10^-6),\"\")","v":7.6926631799921878},8.798409538727886E-4]
[null,null,null,null,null,null,null,null,null,null,null,null,null,null,null,null,"kinematische Viskosität von Wasser [m2/s]","ν",{"$f":"1.3*10^-6","v":1.3E-6},null,null,"cis-1,2-Dichlorethen",{"$f":"VLOOKUP(V13,Stoffdatenbank!$A$4:$M$45,5,FALSE)","v":0.2},{"$f":"VLOOKUP(V13,Stoffdatenbank!$A$4:$M$45,4,FALSE)/1000","v":0.05},5.0000000000000001E-4,{"$f":"VLOOKUP(V13,Stoffdatenbank!$A$4:$M$45,7,FALSE)","v":7.8800000000000008E-6},{"$f":"VLOOKUP(V13,Stoffdatenbank!$A$4:$M$45,6,FALSE)","v":8.9500000000000001E-10},{"$f":"VLOOKUP(V13,Stoffdatenbank!$A$4:$M$45,8,FALSE)*1000*(1*10^-6)","v":3.5},{"$f":"VLOOKUP(V13,Stoffdatenbank!$A$4:$M$45,9,FALSE)","v":17284},{"$f":"VLOOKUP(V13,Stoffdatenbank!$A$4:$M$45,12,FALSE)/1000","v":9.7000000000000003E-2},3.463354764246409E-2,{"$f":"IF(Schadstoffbelastung!Y5<>\"\",Schadstoffbelastung!Y5*(1*10^-6),\"\")","v":3.1016565196892356E-7},{"$f":"IF(Schadstoffbelastung!X5<>\"\",Schadstoffbelastung!X5/1000000,\"\")","v":5.5944582020538429E-4},{"$f":"IF(Schadstoffbelastung!Z5<>\"\",Schadstoffbelastung!Z5/1000000,\"\")","v":0},{"$f":"IF(Schadstoffbelastung!U5<>\"\",Schadstoffbelastung!U5/1000000,\"\")","v":0.13606699999999999},{"$f":"IF(Schadstoffbelastung!W5<>\"\",Schadstoffbelastung!W5/1000000,\"\")","v":0.44490502223180589},null,569.82616928073764,{"$f":"IF(AN13<>\"\",(AO14-AO13)/(AN14-AN13),\"\")","v":1.7549211565033045},0.30000000000000004,{"$f":"IF(AN13=\"\",\"\",SQRT(($S$29^2)+(($S$28^2)-($S$29^2))*(LN(AN13)-LN(Brunnenradius))/(LN(ReichweiteAbsenkung)-LN(Brunnenradius))))","v":9.681677445846109},{"$f":"IF(AN13<>\"\",$S$28-AO13,\"\")","v":2.5183225541538921},{"$f":"IF(AN13<>\"\",Schadstoffbelastung!$K$4*Ergebnisse!AO13,\"\")","v":387.26709783384433},{"$f":"IF(AN13<>\"\",kf*Ergebnisse!AQ13*Ergebnisse!AM13,\"\")","v":6.7962322320624848E-3},{"$f":"IF(AN13<>\"\",AR13/AQ13,\"\")","v":1.7549211565033044E-5},{"$f":"IF(AS13<>\"\",AS13/$S$30,\"\")","v":1.7549211565033042E-4},3.4196546710206612E-12,-2.3155002847023117E-12,{"$f":"IF(AN13<>\"\",((d_50*2)*kf*AM13)/($S$13*neff),\"\")","v":3.5503404935413013E-2},{"$f":"IF(AN13<>\"\",150*(AW13^0.87)*(0.016^0.79),\"\")","v":0.31338698083490663},null,7.6929962281942451E-6,0,2.6237563388790235E-3,1.6425752298674638E-10,0,7.6926631799921877E-6,0,2.6236427501932398E-3,8.8370987312445543E-7,0,2.9320259158315935E-7,0,9.9999029691796116E-5,5.0986621273838768E-12,0,2.2831050228310502E-4,2.6235502431176693E-3,7.6923919442173942E-6,2623.5502431176697,7.6923919442173947,1.7596819077455772E-3]
[null,null,null,null,null,null,null,null,null,null,null,null,null,null,null,null,"Reynolds-Zahl [-]","Re",{"$f":"(d_50*2)*(va/86400)/S13","v":1.8207692307692309E-4},null,null,"trans-1,2-Dichlorethen",{"$f":"VLOOKUP(V14,Stoffdatenbank!$A$4:$M$45,5,FALSE)","v":0.19},{"$f":"VLOOKUP(V14,Stoffdatenbank!$A$4:$M$45,4,FALSE)/1000","v":0.06},5.9999999999999995E-4,{"$f":"VLOOKUP(V14,Stoffdatenbank!$A$4:$M$45,7,FALSE)","v":8.8300000000000002E-6},{"$f":"VLOOKUP(V14,Stoffdatenbank!$A$4:$M$45,6,FALSE)","v":8.8600000000000004E-10},{"$f":"VLOOKUP(V14,Stoffdatenbank!$A$4:$M$45,8,FALSE)*1000*(1*10^-6)","v":6.3},{"$f":"VLOOKUP(V14,Stoffdatenbank!$A$4:$M$45,9,FALSE)","v":29294},{"$f":"VLOOKUP(V14,Stoffdatenbank!$A$4:$M$45,12,FALSE)/1000","v":9.7000000000000003E-2},0.1373637538506555,{"$f":"IF(Schadstoffbelastung!Y6<>\"\",Schadstoffbelastung!Y6*(1*10^-6),\"\")","v":1.2301805956993213E-6},{"$f":"IF(Schadstoffbelastung!X6<>\"\",Schadstoffbelastung!X6/1000000,\"\")","v":1.128328075932305E-3},{"$f":"IF(Schadstoffbelastung!Z6<>\"\",Schadstoffbelastung!Z6/1000000,\"\")","v":0},{"$f":"IF(Schadstoffbelastung!U6<>\"\",Schadstoffbelastung!U6/1000000,\"\")","v":0.13606699999999999},{"$f":"IF(Schadstoffbelastung!W6<>\"\",Schadstoffbelastung!W6/1000000,\"\")","v":0.80082904001725053},null,746.27016914750436,{"$f":"IF(AN14<>\"\",(AO15-AO14)/(AN15-AN14),\"\")","v":1.3399972842842447},0.4,9.8571695614964394,{"$f":"IF(AN14<>\"\",$S$28-AO14,\"\")","v":2.3428304385035617},{"$f":"IF(AN14<>\"\",Schadstoffbelastung!$K$4*Ergebnisse!AO14,\"\")","v":394.28678245985759},{"$f":"IF(AN14<>\"\",kf*Ergebnisse!AQ14*Ergebnisse!AM14,\"\")","v":5.2834321772538195E-3},{"$f":"IF(AN14<>\"\",AR14/AQ14,\"\")","v":1.3399972842842447E-5},{"$f":"IF(AS14<>\"\",AS14/$S$30,\"\")","v":1.3399972842842447E-4},2.7043228648057962E-12,-1.8311382188529054E-12,2.7109175828212029E-2,0.24783191852273831,null,7.6929962281942451E-6,0,2.6237563388790235E-3,1.6425752298674638E-10,0,7.6926631799921877E-6,0,2.6236427501932398E-3,8.8370987312445543E-7,0,2.9320259158315935E-7,0,9.9999029691796116E-5,5.0986621273838768E-12,0,3.4246575342465754E-4,2.6234577393038083E-3,7.6921207180061092E-6,2623.4577393038085,7.6921207180061097,2.6395228616183661E-3]
[null,null,null,null,null,null,null,null,null,null,null,null,null,null,null,null,"Volumen des Wassers im Boden [-]","ϴw",{"$f":"n","v":0.33},null,null,"1,1-Dichlorethen",{"$f":"VLOOKUP(V15,Stoffdatenbank!$A$4:$M$45,5,FALSE)","v":0.8},{"$f":"VLOOKUP(V15,Stoffdatenbank!$A$4:$M$45,4,FALSE)/1000","v":7.0510000000000003E-2},7.0510000000000006E-4,{"$f":"VLOOKUP(V15,Stoffdatenbank!$A$4:$M$45,7,FALSE)","v":9.8649999999999996E-6},{"$f":"VLOOKUP(V15,Stoffdatenbank!$A$4:$M$45,6,FALSE)","v":1.173E-9},{"$f":"VLOOKUP(V15,Stoffdatenbank!$A$4:$M$45,8,FALSE)*1000*(1*10^-6)","v":2.5},{"$f":"VLOOKUP(V15,Stoffdatenbank!$A$4:$M$45,9,FALSE)","v":6792.77},{"$f":"VLOOKUP(V15,Stoffdatenbank!$A$4:$M$45,12,FALSE)/1000","v":9.7000000000000003E-2},0.11623086864286238,{"$f":"IF(Schadstoffbelastung!Y7<>\"\",Schadstoffbelastung!Y7*(1*10^-6),\"\")","v":1.0409220425148105E-6},{"$f":"IF(Schadstoffbelastung!X7<>\"\",Schadstoffbelastung!X7/1000000,\"\")","v":4.9834971471135394E-4},{"$f":"IF(Schadstoffbelastung!Z7<>\"\",Schadstoffbelastung!Z7/1000000,\"\")","v":0},{"$f":"IF(Schadstoffbelastung!U7<>\"\",Schadstoffbelastung!U7/1000000,\"\")","v":0.13606699999999999},{"$f":"IF(Schadstoffbelastung!W7<>\"\",Schadstoffbelastung!W7/1000000,\"\")","v":0.31778930159414703},null,924.50461061627141,1.0816603708805774,0.5,9.9911692899248639,2.2088307100751372,{"$f":"IF(AN15<>\"\",Schadstoffbelastung!$K$4*Ergebnisse!AO15,\"\")","v":399.64677159699454},{"$f":"IF(AN15<>\"\",kf*Ergebnisse!AQ15*Ergebnisse!AM15,\"\")","v":4.3228207518683053E-3},1.0816603708805773E-5,1.0816603708805773E-4,2.244591068415795E-12,-1.5198468143585359E-12,2.1882821349353224E-2,0.20570077560781089,null,7.6929962281942451E-6,0,2.6237563388790235E-3,1.6425752298674638E-10,0,7.6926631799921877E-6,0,2.6236427501932398E-3,8.8370987312445543E-7,0,2.9320259158315935E-7,0,9.9999029691796116E-5,5.0986621273838768E-12,0,4.5662100456621003E-4,2.623365238751541E-3,7.6918495013579956E-6,2623.3652387515413,7.6918495013579964,3.5193638154911544E-3]
[null,null,null,null,null,null,null,null,null,null,null,null,null,null,null,null,"Luftanteil im Boden [-]","ϴa",0.2442,null,null,"Vinylchlorid",{"$f":"VLOOKUP(V16,Stoffdatenbank!$A$4:$M$45,5,FALSE)","v":6.78},{"$f":"VLOOKUP(V16,Stoffdatenbank!$A$4:$M$45,4,FALSE)/1000","v":0.06},5.9999999999999995E-4,{"$f":"VLOOKUP(V16,Stoffdatenbank!$A$4:$M$45,7,FALSE)","v":5.9399999999999999E-6},{"$f":"VLOOKUP(V16,Stoffdatenbank!$A$4:$M$45,6,FALSE)","v":5.7799999999999997E-10},{"$f":"VLOOKUP(V16,Stoffdatenbank!$A$4:$M$45,8,FALSE)*1000*(1*10^-6)","v":1.0999999999999999},{"$f":"VLOOKUP(V16,Stoffdatenbank!$A$4:$M$45,9,FALSE)","v":285916},{"$f":"VLOOKUP(V16,Stoffdatenbank!$A$4:$M$45,12,FALSE)/1000","v":6.3E-2},0.30155001584966384,{"$f":"IF(Schadstoffbelastung!Y8<>\"\",Schadstoffbelastung!Y8*(1*10^-6),\"\")","v":2.7005739704405218E-6},{"$f":"IF(Schadstoffbelastung!X8<>\"\",Schadstoffbelastung!X8/1000000,\"\")","v":3.0333233988908271E-4},{"$f":"IF(Schadstoffbelastung!Z8<>\"\",Schadstoffbelastung!Z8/1000000,\"\")","v":0},{"$f":"IF(Schadstoffbelastung!U8<>\"\",Schadstoffbelastung!U8/1000000,\"\")","v":0.13606699999999999},{"$f":"IF(Schadstoffbelastung!W8<>\"\",Schadstoffbelastung!W8/1000000,\"\")","v":0.21528964114346344},null,1104.2726980570246,0.90557341656595036,0.6,10.099335327012922,2.1006646729870795,{"$f":"IF(AN16<>\"\",Schadstoffbelastung!$K$4*Ergebnisse!AO16,\"\")","v":403.97341308051688},{"$f":"IF(AN16<>\"\",kf*Ergebnisse!AQ16*Ergebnisse!AM16,\"\")","v":3.6582758388513169E-3},9.0557341656595038E-6,9.0557341656595031E-5,1.9230993449981602E-12,-1.3021598697055001E-12,1.8320446812064996E-2,0.17623835022928802,null,7.6929962281942451E-6,0,2.6237563388790235E-3,1.6425752298674638E-10,0,7.6926631799921877E-6,0,2.6236427501932398E-3,8.8370987312445543E-7,0,2.9320259158315935E-7,0,9.9999029691796116E-5,5.0986621273838768E-12,0,5.7077625570776253E-4,2.6232727414607524E-3,7.6915782942727145E-6,2623.2727414607525,7.6915782942727153,4.3992047693639427E-3]
[null,null,null,null,null,null,null,null,null,null,null,null,null,null,null,null,"spezifische Oberfläche Phase [m2/m3] ","A0",{"$f":"(1-n)*(3/d_50)","v":15285.171102661596},null,null,"Tetrachlormethan",{"$f":"VLOOKUP(V17,Stoffdatenbank!$A$4:$M$45,5,FALSE)","v":1.153},{"$f":"VLOOKUP(V17,Stoffdatenbank!$A$4:$M$45,4,FALSE)/1000","v":0.28560000000000002},2.8560000000000005E-3,{"$f":"VLOOKUP(V17,Stoffdatenbank!$A$4:$M$45,7,FALSE)","v":6.3230000000000003E-6},{"$f":"VLOOKUP(V17,Stoffdatenbank!$A$4:$M$45,6,FALSE)","v":7.2929999999999995E-10},{"$f":"VLOOKUP(V17,Stoffdatenbank!$A$4:$M$45,8,FALSE)*1000*(1*10^-6)","v":0.79999999999999993},{"$f":"VLOOKUP(V17,Stoffdatenbank!$A$4:$M$45,9,FALSE)","v":11940},{"$f":"VLOOKUP(V17,Stoffdatenbank!$A$4:$M$45,12,FALSE)/1000","v":0.154},0.2985426437239394,{"$f":"IF(Schadstoffbelastung!Y9<>\"\",Schadstoffbelastung!Y9*(1*10^-6),\"\")","v":2.6736410224873413E-6},{"$f":"IF(Schadstoffbelastung!X9<>\"\",Schadstoffbelastung!X9/1000000,\"\")","v":3.0917094157929673E-4},{"$f":"IF(Schadstoffbelastung!Z9<>\"\",Schadstoffbelastung!Z9/1000000,\"\")","v":0},{"$f":"IF(Schadstoffbelastung!U9<>\"\",Schadstoffbelastung!U9/1000000,\"\")","v":0.13606699999999999},{"$f":"IF(Schadstoffbelastung!W9<>\"\",Schadstoffbelastung!W9/1000000,\"\")","v":6.4053116373261873E-2},null,1285.3672311772391,0.77798778103602495,0.7,10.189892668669517,2.0101073313304845,{"$f":"IF(AN17<>\"\",Schadstoffbelastung!$K$4*Ergebnisse!AO17,\"\")","v":407.59570674678065},{"$f":"IF(AN17<>\"\",kf*Ergebnisse!AQ17*Ergebnisse!AM17,\"\")","v":3.1710447945173829E-3},7.7798778103602512E-6,7.7798778103602508E-5,1.68509521915806E-12,-1.1410036495136551E-12,1.5739291262498043E-2,0.15442696820426671,null,7.6929962281942451E-6,0,2.6237563388790235E-3,1.6425752298674638E-10,0,7.6926631799921877E-6,0,2.6236427501932398E-3,8.8370987312445543E-7,0,2.9320259158315935E-7,0,9.9999029691796116E-5,5.0986621273838768E-12,0,6.8493150684931507E-4,2.6231802474313277E-3,7.6913070967499306E-6,2623.1802474313276,7.6913070967499308,5.2790457232367322E-3]
[null,null,null,null,null,null,null,null,null,null,null,null,null,null,null,null,"Modifizierte Sherwood-Zahl [-]","Sh'",{"$f":"150*(S14^0.87)*(0.016^0.79)","v":3.1898320200178525E-3},null,null,"Trichlormethan",{"$f":"VLOOKUP(V18,Stoffdatenbank!$A$4:$M$45,5,FALSE)","v":0.185},{"$f":"VLOOKUP(V18,Stoffdatenbank!$A$4:$M$45,4,FALSE)/1000","v":5.1209999999999999E-2},5.1210000000000003E-4,{"$f":"VLOOKUP(V18,Stoffdatenbank!$A$4:$M$45,7,FALSE)","v":7.1409999999999999E-6},{"$f":"VLOOKUP(V18,Stoffdatenbank!$A$4:$M$45,6,FALSE)","v":8.245E-10},{"$f":"VLOOKUP(V18,Stoffdatenbank!$A$4:$M$45,8,FALSE)*1000*(1*10^-6)","v":8.1999999999999993},{"$f":"VLOOKUP(V18,Stoffdatenbank!$A$4:$M$45,9,FALSE)","v":20900},{"$f":"VLOOKUP(V18,Stoffdatenbank!$A$4:$M$45,12,FALSE)/1000","v":0.11899999999999999},2.0320081930570343E-2,{"$f":"IF(Schadstoffbelastung!Y10<>\"\",Schadstoffbelastung!Y10*(1*10^-6),\"\")","v":1.819793780620298E-7},{"$f":"IF(Schadstoffbelastung!X10<>\"\",Schadstoffbelastung!X10/1000000,\"\")","v":1.0839623288160566E-3},{"$f":"IF(Schadstoffbelastung!Z10<>\"\",Schadstoffbelastung!Z10/1000000,\"\")","v":0},{"$f":"IF(Schadstoffbelastung!U10<>\"\",Schadstoffbelastung!U10/1000000,\"\")","v":0.13606699999999999},{"$f":"IF(Schadstoffbelastung!W10<>\"\",Schadstoffbelastung!W10/1000000,\"\")","v":0.84964574953944416},null,1467.6244609040757,0.68137321681323482,0.79999999999999993,10.267691446773119,1.932308553226882,{"$f":"IF(AN18<>\"\",Schadstoffbelastung!$K$4*Ergebnisse!AO18,\"\")","v":410.70765787092478},{"$f":"IF(AN18<>\"\",kf*Ergebnisse!AQ18*Ergebnisse!AM18,\"\")","v":2.7984519801334154E-3},6.8137321681323492E-6,6.8137321681323494E-5,1.5014923786454385E-12,-1.016683368556093E-12,1.3784704309375444E-2,0.13760107629518989,null,7.6929962281942451E-6,0,2.6237563388790235E-3,1.6425752298674638E-10,0,7.6926631799921877E-6,0,2.6236427501932398E-3,8.8370987312445543E-7,0,2.9320259158315935E-7,0,9.9999029691796116E-5,5.0986621273838768E-12,0,7.9908675799086762E-4,2.6230877566631519E-3,7.6910359087893051E-6,2623.087756663152,7.6910359087893054,6.1588866771095209E-3]
[null,null,null,null,null,null,null,null,null,null,null,null,null,null,null,null,"mittlerer Radius der Residualtröpchen [m]","rb",{"$f":"d_50/2","v":6.5749999999999999E-5},null,null,"Dichlormethan",{"$f":"VLOOKUP(V19,Stoffdatenbank!$A$4:$M$45,5,FALSE)","v":0.1159},{"$f":"VLOOKUP(V19,Stoffdatenbank!$A$4:$M$45,4,FALSE)/1000","v":1.2149999999999999E-2},1.215E-4,{"$f":"VLOOKUP(V19,Stoffdatenbank!$A$4:$M$45,7,FALSE)","v":8.4409999999999993E-6},{"$f":"VLOOKUP(V19,Stoffdatenbank!$A$4:$M$45,6,FALSE)","v":9.8300000000000002E-10},{"$f":"VLOOKUP(V19,Stoffdatenbank!$A$4:$M$45,8,FALSE)*1000*(1*10^-6)","v":17.798999999999999},{"$f":"VLOOKUP(V19,Stoffdatenbank!$A$4:$M$45,9,FALSE)","v":39156.78},{"$f":"VLOOKUP(V19,Stoffdatenbank!$A$4:$M$45,12,FALSE)/1000","v":8.5000000000000006E-2},1.0160040965285172E-2,{"$f":"IF(Schadstoffbelastung!Y11<>\"\",Schadstoffbelastung!Y11*(1*10^-6),\"\")","v":9.0989689031014898E-8},{"$f":"IF(Schadstoffbelastung!X11<>\"\",Schadstoffbelastung!X11/1000000,\"\")","v":1.7661112744570559E-3},{"$f":"IF(Schadstoffbelastung!Z11<>\"\",Schadstoffbelastung!Z11/1000000,\"\")","v":0},{"$f":"IF(Schadstoffbelastung!U11<>\"\",Schadstoffbelastung!U11/1000000,\"\")","v":0.13606699999999999},{"$f":"IF(Schadstoffbelastung!W11<>\"\",Schadstoffbelastung!W11/1000000,\"\")","v":2.5819490944479981},null,1650.9137647596001,0.60572515739222521,0.89999999999999991,10.335828768454443,1.8641712315455585,{"$f":"IF(AN19<>\"\",Schadstoffbelastung!$K$4*Ergebnisse!AO19,\"\")","v":413.43315073817769},{"$f":"IF(AN19<>\"\",kf*Ergebnisse!AQ19*Ergebnisse!AM19,\"\")","v":2.5042686030204626E-3},6.057251573922252E-6,6.0572515739222517E-5,1.3553701390792594E-12,-9.1774177360965328E-13,1.2254285876473481E-2,0.12421001436178941,null,7.6929962281942451E-6,0,2.6237563388790235E-3,1.6425752298674638E-10,0,7.6926631799921877E-6,0,2.6236427501932398E-3,8.8370987312445543E-7,0,2.9320259158315935E-7,0,9.9999029691796116E-5,5.0986621273838768E-12,0,9.1324200913242006E-4,2.6229952691561105E-3,7.6907647303905024E-6,2622.9952691561107,7.6907647303905025,7.0387276309823088E-3]
[null,null,null,null,null,null,null,null,null,null,null,null,null,null,null,null,"von der Schadstoffmasse eingenommene Porosität","ϴ",null,null,null,"1,1,1-Trichlorethan",{"$f":"VLOOKUP(V20,Stoffdatenbank!$A$4:$M$45,5,FALSE)","v":1},{"$f":"VLOOKUP(V20,Stoffdatenbank!$A$4:$M$45,4,FALSE)/1000","v":0.14399999999999999},1.4399999999999999E-3,{"$f":"VLOOKUP(V20,Stoffdatenbank!$A$4:$M$45,7,FALSE)","v":6.7700000000000004E-6},{"$f":"VLOOKUP(V20,Stoffdatenbank!$A$4:$M$45,6,FALSE)","v":7.6099999999999996E-10},{"$f":"VLOOKUP(V20,Stoffdatenbank!$A$4:$M$45,8,FALSE)*1000*(1*10^-6)","v":1.3},{"$f":"VLOOKUP(V20,Stoffdatenbank!$A$4:$M$45,9,FALSE)","v":1369.81},{"$f":"VLOOKUP(V20,Stoffdatenbank!$A$4:$M$45,12,FALSE)/1000","v":0.13340399999999999},4.8768196633368821E-3,{"$f":"IF(Schadstoffbelastung!Y12<>\"\",Schadstoffbelastung!Y12*(1*10^-6),\"\")","v":4.367505073488715E-8},{"$f":"IF(Schadstoffbelastung!X12<>\"\",Schadstoffbelastung!X12/1000000,\"\")","v":2.3679830444143428E-7},{"$f":"IF(Schadstoffbelastung!Z12<>\"\",Schadstoffbelastung!Z12/1000000,\"\")","v":0},{"$f":"IF(Schadstoffbelastung!U12<>\"\",Schadstoffbelastung!U12/1000000,\"\")","v":1E-4},{"$f":"IF(Schadstoffbelastung!W12<>\"\",Schadstoffbelastung!W12/1000000,\"\")","v":8.8306503492918031E-5},null,1835.129312929387,0.54492072735937935,0.99999999999999989,10.396401284193665,1.803598715806336,{"$f":"IF(AN20<>\"\",Schadstoffbelastung!$K$4*Ergebnisse!AO20,\"\")","v":415.8560513677466},{"$f":"IF(AN20<>\"\",kf*Ergebnisse!AQ20*Ergebnisse!AM20,\"\")","v":2.2660858198811193E-3},5.4492072735937945E-6,5.4492072735937945E-5,1.2361982552773838E-12,-8.3704867520700265E-13,1.1024165484270522E-2,0.1132887604756679,null,7.6929962281942451E-6,0,2.6237563388790235E-3,1.6425752298674638E-10,0,7.6926631799921877E-6,0,2.6236427501932398E-3,8.8370987312445543E-7,0,2.9320259158315935E-7,0,9.9999029691796116E-5,5.0986621273838768E-12,0,1.0273972602739725E-3,2.6229027849100878E-3,7.6904935615531838E-6,2622.902784910088,7.6904935615531844,7.9185685848550975E-3]
[null,null,null,null,null,null,null,null,null,null,null,null,null,null,null,null,"Schüttdichte/Lagerungsdichte [kg/m3]","ρb",{"$f":"ps*(1-n)","v":1775.4999999999998},null,null,"1,1,2-Trichlorethan",{"$f":"VLOOKUP(V21,Stoffdatenbank!$A$4:$M$45,5,FALSE)","v":3.7999999999999999E-2},{"$f":"VLOOKUP(V21,Stoffdatenbank!$A$4:$M$45,4,FALSE)/1000","v":4.3639999999999998E-2},4.3639999999999998E-4,{"$f":"VLOOKUP(V21,Stoffdatenbank!$A$4:$M$45,7,FALSE)","v":7.6000000000000001E-6},{"$f":"VLOOKUP(V21,Stoffdatenbank!$A$4:$M$45,6,FALSE)","v":6.8000000000000003E-10},{"$f":"VLOOKUP(V21,Stoffdatenbank!$A$4:$M$45,8,FALSE)*1000*(1*10^-6)","v":4.5},{"$f":"VLOOKUP(V21,Stoffdatenbank!$A$4:$M$45,9,FALSE)","v":2500},{"$f":"VLOOKUP(V21,Stoffdatenbank!$A$4:$M$45,12,FALSE)/1000","v":0.13340399999999999},6.0147442514488208E-3,{"$f":"IF(Schadstoffbelastung!Y13<>\"\",Schadstoffbelastung!Y13*(1*10^-6),\"\")","v":5.3865895906360813E-8},{"$f":"IF(Schadstoffbelastung!X13<>\"\",Schadstoffbelastung!X13/1000000,\"\")","v":""},{"$f":"IF(Schadstoffbelastung!Z13<>\"\",Schadstoffbelastung!Z13/1000000,\"\")","v":0},{"$f":"IF(Schadstoffbelastung!U13<>\"\",Schadstoffbelastung!U13/1000000,\"\")","v":""},{"$f":"IF(Schadstoffbelastung!W13<>\"\",Schadstoffbelastung!W13/1000000,\"\")","v":""},null,2020.1839874159589,0.49500441852284593,1.0999999999999999,10.450893356929603,1.7491066430703981,{"$f":"IF(AN21<>\"\",Schadstoffbelastung!$K$4*Ergebnisse!AO21,\"\")","v":418.03573427718413},{"$f":"IF(AN21<>\"\",kf*Ergebnisse!AQ21*Ergebnisse!AM21,\"\")","v":2.0692953556764844E-3},4.9500441852284589E-6,4.9500441852284589E-5,1.137072161501655E-12,-7.6992888667858329E-13,1.0014320159346807E-2,0.10420456039149341,null,7.6929962281942451E-6,0,2.6237563388790235E-3,1.6425752298674638E-10,0,7.6926631799921877E-6,0,2.6236427501932398E-3,8.8370987312445543E-7,{"$f":"IF(AN21<>\"\",IF(BF21<>0,AU21*(Sättigungskonz-BG21),0),\"\")","v":0},2.9320259158315935E-7,0,9.9999029691796116E-5,5.0986621273838768E-12,0,1.1415525114155251E-3,2.6228103039249691E-3,7.6902224022770139E-6,2622.810303924969,7.6902224022770138,8.7984095387278853E-3]
[null,null,null,null,null,null,null,null,null,null,null,null,null,null,null,null,"Sanierungszielwert Umrechnung in [kg/m3]",null,{"$f":"Sanierungszielwert*(1*10^-6)","v":9.9999999999999991E-5},null,null,"1,1-Dichlorethan",{"$f":"VLOOKUP(V22,Stoffdatenbank!$A$4:$M$45,5,FALSE)","v":0.25700000000000001},{"$f":"VLOOKUP(V22,Stoffdatenbank!$A$4:$M$45,4,FALSE)/1000","v":3.5740000000000001E-2},3.5740000000000001E-4,{"$f":"VLOOKUP(V22,Stoffdatenbank!$A$4:$M$45,7,FALSE)","v":8.6999999999999997E-6},{"$f":"VLOOKUP(V22,Stoffdatenbank!$A$4:$M$45,6,FALSE)","v":1.14E-9},{"$f":"VLOOKUP(V22,Stoffdatenbank!$A$4:$M$45,8,FALSE)*1000*(1*10^-6)","v":8.69},{"$f":"VLOOKUP(V22,Stoffdatenbank!$A$4:$M$45,9,FALSE)","v":29100},{"$f":"VLOOKUP(V22,Stoffdatenbank!$A$4:$M$45,12,FALSE)/1000","v":9.8959999999999992E-2},1.0160040965285172E-2,{"$f":"IF(Schadstoffbelastung!Y14<>\"\",Schadstoffbelastung!Y14*(1*10^-6),\"\")","v":9.0989689031014898E-8},{"$f":"IF(Schadstoffbelastung!X14<>\"\",Schadstoffbelastung!X14/1000000,\"\")","v":""},{"$f":"IF(Schadstoffbelastung!Z14<>\"\",Schadstoffbelastung!Z14/1000000,\"\")","v":0},{"$f":"IF(Schadstoffbelastung!U14<>\"\",Schadstoffbelastung!U14/1000000,\"\")","v":""},{"$f":"IF(Schadstoffbelastung!W14<>\"\",Schadstoffbelastung!W14/1000000,\"\")","v":""},null,2206.0050118919498,0.45330812695768291,1.2,10.500393798781888,1.6996062012181135,{"$f":"IF(AN22<>\"\",Schadstoffbelastung!$K$4*Ergebnisse!AO22,\"\")","v":420.01575195127549},{"$f":"IF(AN22<>\"\",kf*Ergebnisse!AQ22*Ergebnisse!AM22,\"\")","v":1.9039655380975547E-3},4.5330812695768298E-6,4.5330812695768295E-5,1.0532718585111463E-12,-7.1318642461742207E-13,9.1707721069131248E-3,9.6524859815350889E-2,null,7.6929962281942451E-6,0,2.6237563388790235E-3,1.6425752298674638E-10,0,7.6926631799921877E-6,0,2.6236427501932398E-3,8.8370987312445543E-7,{"$f":"IF(AN22<>\"\",IF(BF22<>0,AU22*(Sättigungskonz-BG22),0),\"\")","v":0},2.9320259158315935E-7,0,9.9999029691796116E-5,5.0986621273838768E-12,0,1.2557077625570776E-3,2.6227178262006393E-3,7.6899512525616538E-6,2622.7178262006396,7.689951252561654,9.6782504926006749E-3]
[null,null,null,null,null,null,null,null,null,null,null,null,null,null,null,null,null,null,null,null,null,"1,2-Dichlorethan",{"$f":"VLOOKUP(V23,Stoffdatenbank!$A$4:$M$45,5,FALSE)","v":5.0799999999999998E-2},{"$f":"VLOOKUP(V23,Stoffdatenbank!$A$4:$M$45,4,FALSE)/1000","v":3.9600000000000003E-2},3.9600000000000003E-4,{"$f":"VLOOKUP(V23,Stoffdatenbank!$A$4:$M$45,7,FALSE)","v":7.8299999999999996E-6},{"$f":"VLOOKUP(V23,Stoffdatenbank!$A$4:$M$45,6,FALSE)","v":9.2000000000000003E-10},{"$f":"VLOOKUP(V23,Stoffdatenbank!$A$4:$M$45,8,FALSE)*1000*(1*10^-6)","v":8.69},{"$f":"VLOOKUP(V23,Stoffdatenbank!$A$4:$M$45,9,FALSE)","v":10000},{"$f":"VLOOKUP(V23,Stoffdatenbank!$A$4:$M$45,12,FALSE)/1000","v":9.8959999999999992E-2},0,{"$f":"IF(Schadstoffbelastung!Y15<>\"\",Schadstoffbelastung!Y15*(1*10^-6),\"\")","v":0},{"$f":"IF(Schadstoffbelastung!X15<>\"\",Schadstoffbelastung!X15/1000000,\"\")","v":""},{"$f":"IF(Schadstoffbelastung!Z15<>\"\",Schadstoffbelastung!Z15/1000000,\"\")","v":0},{"$f":"IF(Schadstoffbelastung!U15<>\"\",Schadstoffbelastung!U15/1000000,\"\")","v":""},{"$f":"IF(Schadstoffbelastung!W15<>\"\",Schadstoffbelastung!W15/1000000,\"\")","v":""},null,2392.5307865174086,0.41796745339089686,1.3,10.545724611477656,1.6542753885223451,{"$f":"IF(AN23<>\"\",Schadstoffbelastung!$K$4*Ergebnisse!AO23,\"\")","v":421.82898445910621},{"$f":"IF(AN23<>\"\",kf*Ergebnisse!AQ23*Ergebnisse!AM23,\"\")","v":1.7631078640084083E-3},4.1796745339089687E-6,4.1796745339089687E-5,9.8145880575937512E-13,-6.6456071234851685E-13,8.4558030955235296E-3,8.9943705297869048E-2,null,7.6929962281942451E-6,0,2.6237563388790235E-3,1.6425752298674638E-10,0,7.6926631799921877E-6,0,2.6236427501932398E-3,8.8370987312445543E-7,0,2.9320259158315935E-7,0,9.9999029691796116E-5,5.0986621273838768E-12,0,1.3698630136986301E-3,2.6226253517369841E-3,7.6896801124067682E-6,2622.6253517369842,7.6896801124067684,1.0558091446473464E-2]
[null,null,null,null,null,null,null,null,null,null,null,null,null,null,null,null,null,null,null,null,null,"Summe LCKW",{"$f":"SUM(IF($AE$11:$AE$23<>\"\",W11:W23*$AE$11:$AE$23,0))","v":2.5555562012826041},{"$f":"SUM(IF($AE$11:$AE$23<>\"\",X11:X23*$AE$11:$AE$23,0))","v":0.1380059667888581},{"$f":"SUM(IF($AE$11:$AE$23<>\"\",Y11:Y23*$AE$11:$AE$23,0))","v":1.3800596678885809E-3},{"$f":"SUM(IF($AE$11:$AE$23<>\"\",Z11:Z23*$AE$11:$AE$23,0))","v":7.1241696808121509E-6},{"$f":"SUM(IF($AE$11:$AE$23<>\"\",AA11:AA23*$AE$11:$AE$23,0))","v":7.7420474514553231E-10},{"$f":"SUM(IF($AE$11:$AE$23<>\"\",AB11:AB23*$AE$11:$AE$23,0))","v":2.3545021173525367},{"$f":"SUM(IF($AE$11:$AE$23<>\"\",AC11:AC23*$AE$11:$AE$23,0))","v":96576.294559907634},{"$f":"SUM(IF($AE$11:$AE$23<>\"\",AD11:AD23*$AE$11:$AE$23,0))","v":0.10748956246799585},{"$f":"IF(SUM(AE11:AE23)<>0,SUM(AE11:AE23),\"\")","v":0.99999999999999978},{"$f":"IF(SUM(AF11:AF23)<>0,SUM(AF11:AF23),\"\")","v":8.9556419449398355E-6},{"$f":"IF(SUM(AG11:AG23)<>0,SUM(AG11:AG23),\"\")","v":5.8813714456803249E-3},{"$f":"IF(SUM(AH11:AH23)<>0,SUM(AH11:AH23),0)","v":0},{"$f":"IF(SUM(AI11:AI23)<>0,SUM(AI11:AI23),\"\")","v":1.0886359999999997},{"$f":"IF(SUM(AJ11:AJ23)<>0,SUM(AJ11:AJ23),\"\")","v":5.3686731260634808},null,2579.7085614932303,0.38764068737329149,1.4000000000000001,10.587521356816746,1.6124786431832554,{"$f":"IF(AN24<>\"\",Schadstoffbelastung!$K$4*Ergebnisse!AO24,\"\")","v":423.50085427266981},{"$f":"IF(AN24<>\"\",kf*Ergebnisse!AQ24*Ergebnisse!AM24,\"\")","v":1.641661622534339E-3},3.8764068737329153E-6,3.8764068737329153E-5,9.192035016645099E-13,-6.2240669733130338E-13,7.8422692907058212E-3,8.4238450332628445E-2,null,7.6929962281942451E-6,0,2.6237563388790235E-3,1.6425752298674638E-10,0,7.6926631799921877E-6,0,2.6236427501932398E-3,8.8370987312445543E-7,0,2.9320259158315935E-7,0,9.9999029691796116E-5,5.0986621273838768E-12,0,1.4840182648401827E-3,2.622532880533887E-3,7.6894089818120182E-6,2622.5328805338872,7.6894089818120186,1.1437932400346252E-2]
[null,null,null,null,null,null,null,null,null,null,null,null,null,null,null,null,null,null,null,null,null,"Mittelwert",{"$f":"AVERAGE(W11:W23)","v":0.90305384615384632},{"$f":"AVERAGE(X11:X23)","v":0.10326538461538462},1.0326538461538463E-3,7.619999999999999E-6,8.559076923076923E-10,4.9645384615384618,35522.796923076923,0.11336369230769232,null,{"$f":"AVERAGE(AF11:AF23)","v":6.8889553422614115E-7},null,null,null,null,null,2767.4926987808212,0.36133789998453703,1.5000000000000002,10.626285425554075,1.5737145744459262,{"$f":"IF(AN25<>\"\",Schadstoffbelastung!$K$4*Ergebnisse!AO25,\"\")","v":425.05141702216298},{"$f":"IF(AN25<>\"\",kf*Ergebnisse!AQ25*Ergebnisse!AM25,\"\")","v":1.5358718641224009E-3},3.6133789998453708E-6,3.6133789998453706E-5,8.6469488578225123E-13,-5.8549808294293072E-13,7.3101436689179417E-3,7.9243124136216883E-2,null,7.6929962281942451E-6,0,2.6237563388790235E-3,1.6425752298674638E-10,0,7.6926631799921877E-6,0,2.6236427501932398E-3,8.8370987312445543E-7,0,2.9320259158315935E-7,0,9.9999029691796116E-5,5.0986621273838768E-12,0,1.5981735159817352E-3,2.6224404125912348E-3,7.6891378607770684E-6,2622.4404125912351,7.6891378607770688,1.2317773354219042E-2]
[null,null,null,null,null,null,null,null,null,null,null,null,null,null,null,null,"Parameter Sanierungsdesign",null,null,null,null,null,null,null,null,null,null,null,null,null,null,null,null,null,null,null,null,2955.8433520689641,0.33831292152205678,1.6000000000000003,10.662419215552529,1.5375807844474725,{"$f":"IF(AN26<>\"\",Schadstoffbelastung!$K$4*Ergebnisse!AO26,\"\")","v":426.49676862210117},{"$f":"IF(AN26<>\"\",kf*Ergebnisse!AQ26*Ergebnisse!AM26,\"\")","v":1.4428936781225974E-3},3.3831292152205683E-6,3.3831292152205682E-5,8.1655473343158021E-13,-5.5290165225119611E-13,6.8443306431000724E-3,7.4831422238373982E-2,null,7.6929962281942451E-6,0,2.6237563388790235E-3,1.6425752298674638E-10,0,7.6926631799921877E-6,0,2.6236427501932398E-3,8.8370987312445543E-7,0,2.9320259158315935E-7,0,9.9999029691796116E-5,5.0986621273838768E-12,0,1.7123287671232876E-3,2.6223479479089112E-3,7.6888667493015799E-6,2622.3479479089115,7.6888667493015799,1.319761430809183E-2]
[null,null,null,null,null,null,null,null,null,null,null,null,null,null,null,null,null,null,null,null,null,null,null,null,null,null,null,null,null,null,null,null,null,null,null,null,null,3144.725448921859,0.31799278386698021,1.7000000000000004,10.696250507704734,1.5037494922952668,{"$f":"IF(AN27<>\"\",Schadstoffbelastung!$K$4*Ergebnisse!AO27,\"\")","v":427.85002030818936},{"$f":"IF(AN27<>\"\",kf*Ergebnisse!AQ27*Ergebnisse!AM27,\"\")","v":1.3605321903534516E-3},3.1799278386698021E-6,3.1799278386698017E-5,7.7371524050560845E-13,-5.2389437882467101E-13,6.4332386274627536E-3,7.090548800228294E-2,null,7.6929962281942451E-6,0,2.6237563388790235E-3,1.6425752298674638E-10,0,7.6926631799921877E-6,0,2.6236427501932398E-3,8.8370987312445543E-7,0,2.9320259158315935E-7,0,9.9999029691796116E-5,5.0986621273838768E-12,0,1.8264840182648401E-3,2.6222554864868022E-3,7.6885956473852174E-6,2622.2554864868025,7.6885956473852177,1.4077455261964618E-2]
[null,null,null,null,null,null,null,null,null,null,null,null,null,null,null,null,"Höhe Grundwasserspiegel [m]","HR",{"$f":"Aquifermächtigkeit-Gruundwasserstand","v":12.200000000000001},null,null,"Benzol",{"$f":"VLOOKUP(V28,Stoffdatenbank!$A$4:$M$45,5,FALSE)","v":0.15},{"$f":"VLOOKUP(V28,Stoffdatenbank!$A$4:$M$45,4,FALSE)/1000","v":0.08},{"$f":"X28*foc","v":8.0000000000000004E-4},{"$f":"VLOOKUP(V28,Stoffdatenbank!$A$4:$M$45,7,FALSE)","v":7.5900000000000002E-6},{"$f":"VLOOKUP(V28,Stoffdatenbank!$A$4:$M$45,6,FALSE)","v":8.1499999999999998E-10},{"$f":"VLOOKUP(V28,Stoffdatenbank!$A$4:$M$45,8,FALSE)*1000*(1*10^-6)","v":1.77},{"$f":"VLOOKUP(V28,Stoffdatenbank!$A$4:$M$45,9,FALSE)","v":7941},{"$f":"VLOOKUP(V28,Stoffdatenbank!$A$4:$M$45,12,FALSE)/1000","v":7.8E-2},{"$f":"IF(AF28<>\"\",AF28/$AF$45,\"\")","v":0},{"$f":"IF(Schadstoffbelastung!Y17<>\"\",Schadstoffbelastung!Y17/1000000,\"\")","v":0},{"$f":"IF(Schadstoffbelastung!X17<>\"\",Schadstoffbelastung!X17,\"\")","v":""},{"$f":"IF(Schadstoffbelastung!Z17<>\"\",Schadstoffbelastung!Z17/1000000,\"\")","v":0},{"$f":"IF(Schadstoffbelastung!U17<>\"\",Schadstoffbelastung!U17/1000000,\"\")","v":""},{"$f":"IF(Schadstoffbelastung!W17<>\"\",Schadstoffbelastung!W17/1000000,\"\")","v":""},null,3334.1078947688679,0.29993030566556528,1.8000000000000005,10.728049786091432,1.4719502139085687,{"$f":"IF(AN28<>\"\",Schadstoffbelastung!$K$4*Ergebnisse!AO28,\"\")","v":429.12199144365729},{"$f":"IF(AN28<>\"\",kf*Ergebnisse!AQ28*Ergebnisse!AM28,\"\")","v":1.2870669006151223E-3},2.9993030566556529E-6,2.9993030566556528E-5,7.3533601273343093E-13,-4.9790721889702606E-13,6.0678207992341292E-3,6.7388305281985625E-2,null,7.6929962281942451E-6,0,2.6237563388790235E-3,1.6425752298674638E-10,0,7.6926631799921877E-6,0,2.6236427501932398E-3,8.8370987312445543E-7,0,2.9320259158315935E-7,0,9.9999029691796116E-5,5.0986621273838768E-12,0,1.9406392694063927E-3,2.6221630283247929E-3,7.6883245550276437E-6,2622.1630283247928,7.688324555027644,1.4957296215837407E-2]
[null,null,null,null,null,null,null,null,null,null,null,null,null,null,null,null,"Höhe Grundwasserspiegel-Absenkung [m]","H0",{"$f":"S28-Absenkung","v":8.98},null,null,"Toluol",{"$f":"VLOOKUP(V29,Stoffdatenbank!$A$4:$M$45,5,FALSE)","v":0.16},{"$f":"VLOOKUP(V29,Stoffdatenbank!$A$4:$M$45,4,FALSE)/1000","v":0.3},3.0000000000000001E-3,{"$f":"VLOOKUP(V29,Stoffdatenbank!$A$4:$M$45,7,FALSE)","v":6.9E-6},{"$f":"VLOOKUP(V29,Stoffdatenbank!$A$4:$M$45,6,FALSE)","v":7.3400000000000005E-10},{"$f":"VLOOKUP(V29,Stoffdatenbank!$A$4:$M$45,8,FALSE)*1000*(1*10^-6)","v":0.52},{"$f":"VLOOKUP(V29,Stoffdatenbank!$A$4:$M$45,9,FALSE)","v":2215},{"$f":"VLOOKUP(V29,Stoffdatenbank!$A$4:$M$45,12,FALSE)/1000","v":9.1999999999999998E-2},{"$f":"IF(AF29<>\"\",AF29/$AF$45,\"\")","v":5.4443774909348477E-4},{"$f":"IF(Schadstoffbelastung!Y18<>\"\",Schadstoffbelastung!Y18/1000000,\"\")","v":7.4975503761556281E-9},{"$f":"IF(Schadstoffbelastung!X18<>\"\",Schadstoffbelastung!X18/1000000,\"\")","v":4.3686265814830332E-4},{"$f":"IF(Schadstoffbelastung!Z18<>\"\",Schadstoffbelastung!Z18/1000000,\"\")","v":0},{"$f":"IF(Schadstoffbelastung!U18<>\"\",Schadstoffbelastung!U18/1000000,\"\")","v":0.13606699999999999},{"$f":"IF(Schadstoffbelastung!W18<>\"\",Schadstoffbelastung!W18/1000000,\"\")","v":8.6594051110180134E-2},null,3523.9629422716757,0.28377142903647051,1.9000000000000006,10.758042816657989,1.4419571833420122,{"$f":"IF(AN29<>\"\",Schadstoffbelastung!$K$4*Ergebnisse!AO29,\"\")","v":430.32171266631957},{"$f":"IF(AN29<>\"\",kf*Ergebnisse!AQ29*Ergebnisse!AM29,\"\")","v":1.2211300734874296E-3},2.8377142903647052E-6,2.8377142903647052E-5,7.0074639428580135E-13,-4.7448606118716711E-13,5.7409142951224418E-3,6.421841325008093E-2,null,7.6929962281942451E-6,0,2.6237563388790235E-3,1.6425752298674638E-10,0,7.6926631799921877E-6,0,2.6236427501932398E-3,8.8370987312445543E-7,0,2.9320259158315935E-7,0,9.9999029691796116E-5,5.0986621273838768E-12,0,2.054794520547945E-3,2.622070573422767E-3,7.6880534722285201E-6,2622.0705734227672,7.6880534722285203,1.5837137169710195E-2]
[null,null,null,null,null,null,null,null,null,null,null,null,null,null,null,null,"nutzbare Porenanteil [-]","npeff",{"$f":"neff","v":0.1},null,null,"Ethylbenzol",{"$f":"VLOOKUP(V30,Stoffdatenbank!$A$4:$M$45,5,FALSE)","v":0.19},{"$f":"VLOOKUP(V30,Stoffdatenbank!$A$4:$M$45,4,FALSE)/1000","v":1.1000000000000001},1.1000000000000001E-2,{"$f":"VLOOKUP(V30,Stoffdatenbank!$A$4:$M$45,7,FALSE)","v":6.3899999999999998E-6},{"$f":"VLOOKUP(V30,Stoffdatenbank!$A$4:$M$45,6,FALSE)","v":6.7600000000000004E-10},{"$f":"VLOOKUP(V30,Stoffdatenbank!$A$4:$M$45,8,FALSE)*1000*(1*10^-6)","v":0.16999999999999998},{"$f":"VLOOKUP(V30,Stoffdatenbank!$A$4:$M$45,9,FALSE)","v":728},{"$f":"VLOOKUP(V30,Stoffdatenbank!$A$4:$M$45,12,FALSE)/1000","v":0.106},0.12104489761398834,{"$f":"IF(Schadstoffbelastung!Y19<>\"\",Schadstoffbelastung!Y19/1000000,\"\")","v":1.6669311030481929E-6},{"$f":"IF(Schadstoffbelastung!X19<>\"\",Schadstoffbelastung!X19/1000000,\"\")","v":4.2175296082949307E-4},{"$f":"IF(Schadstoffbelastung!Z19<>\"\",Schadstoffbelastung!Z19/1000000,\"\")","v":0},{"$f":"IF(Schadstoffbelastung!U19<>\"\",Schadstoffbelastung!U19/1000000,\"\")","v":0.13606699999999999},{"$f":"IF(Schadstoffbelastung!W19<>\"\",Schadstoffbelastung!W19/1000000,\"\")","v":2.4570590699622957E-2},null,3714.265685764884,0.26923222101007815,2.0000000000000004,10.786419959561636,1.4135800404383652,{"$f":"IF(AN30<>\"\",Schadstoffbelastung!$K$4*Ergebnisse!AO30,\"\")","v":431.45679838246542},{"$f":"IF(AN30<>\"\",kf*Ergebnisse!AQ30*Ergebnisse!AM30,\"\")","v":1.1616207209840868E-3},2.692322210100782E-6,2.6923222101007819E-5,6.6940453578489174E-13,-4.5326401122494236E-13,5.446774932742351E-3,6.1346155272516398E-2,null,7.6929962281942451E-6,0,2.6237563388790235E-3,1.6425752298674638E-10,0,7.6926631799921877E-6,0,2.6236427501932398E-3,8.8370987312445543E-7,0,2.9320259158315935E-7,0,9.9999029691796116E-5,5.0986621273838768E-12,0,2.1689497716894978E-3,2.6219781217806108E-3,7.687782398987511E-6,2621.9781217806108,7.6877823989875118,1.6716978123582985E-2]
[null,null,null,null,null,null,null,null,null,null,null,null,null,null,null,null,null,null,null,null,null,"o-Xylol",{"$f":"VLOOKUP(V31,Stoffdatenbank!$A$4:$M$45,5,FALSE)","v":0.12},{"$f":"VLOOKUP(V31,Stoffdatenbank!$A$4:$M$45,4,FALSE)/1000","v":0.83},8.3000000000000001E-3,{"$f":"VLOOKUP(V31,Stoffdatenbank!$A$4:$M$45,7,FALSE)","v":6.4200000000000004E-6},{"$f":"VLOOKUP(V31,Stoffdatenbank!$A$4:$M$45,6,FALSE)","v":6.8000000000000003E-10},{"$f":"VLOOKUP(V31,Stoffdatenbank!$A$4:$M$45,8,FALSE)*1000*(1*10^-6)","v":0.18},{"$f":"VLOOKUP(V31,Stoffdatenbank!$A$4:$M$45,9,FALSE)","v":492},{"$f":"VLOOKUP(V31,Stoffdatenbank!$A$4:$M$45,12,FALSE)/1000","v":0.106},0.11345976975040435,{"$f":"IF(Schadstoffbelastung!Y20<>\"\",Schadstoffbelastung!Y20/1000000,\"\")","v":1.5624749400405877E-6},{"$f":"IF(Schadstoffbelastung!X20<>\"\",Schadstoffbelastung!X20/1000000,\"\")","v":3.4014383954754932E-4},{"$f":"IF(Schadstoffbelastung!Z20<>\"\",Schadstoffbelastung!Z20/1000000,\"\")","v":0},{"$f":"IF(Schadstoffbelastung!U20<>\"\",Schadstoffbelastung!U20/1000000,\"\")","v":0.13606699999999999},{"$f":"IF(Schadstoffbelastung!W20<>\"\",Schadstoffbelastung!W20/1000000,\"\")","v":2.6015919564306662E-2},null,3904.993651550431,0.25608236254186045,2.1000000000000005,10.813343181662644,1.3866568183373573,{"$f":"IF(AN31<>\"\",Schadstoffbelastung!$K$4*Ergebnisse!AO31,\"\")","v":432.53372726650576},{"$f":"IF(AN31<>\"\",kf*Ergebnisse!AQ31*Ergebnisse!AM31,\"\")","v":1.1076425875744353E-3},2.5608236254186047E-6,2.5608236254186044E-5,6.4086778670750484E-13,-4.3394134359621189E-13,5.1807431806545623E-3,5.8730965583337527E-2,null,7.6929962281942451E-6,0,2.6237563388790235E-3,1.6425752298674638E-10,0,7.6926631799921877E-6,0,2.6236427501932398E-3,8.8370987312445543E-7,0,2.9320259158315935E-7,0,9.9999029691796116E-5,5.0986621273838768E-12,0,2.2831050228310501E-3,2.6218856733982092E-3,7.6875113353042795E-6,2621.8856733982093,7.6875113353042801,1.7596819077455771E-2]
[null,null,null,null,null,null,null,null,null,null,null,null,null,null,null,null,null,null,null,null,null,"m-Xylol",{"$f":"VLOOKUP(V32,Stoffdatenbank!$A$4:$M$45,5,FALSE)","v":0.16},{"$f":"VLOOKUP(V32,Stoffdatenbank!$A$4:$M$45,4,FALSE)/1000","v":0.98},9.7999999999999997E-3,{"$f":"VLOOKUP(V32,Stoffdatenbank!$A$4:$M$45,7,FALSE)","v":6.3600000000000001E-6},{"$f":"VLOOKUP(V32,Stoffdatenbank!$A$4:$M$45,6,FALSE)","v":6.7099999999999996E-10},{"$f":"VLOOKUP(V32,Stoffdatenbank!$A$4:$M$45,8,FALSE)*1000*(1*10^-6)","v":0.17399999999999999},{"$f":"VLOOKUP(V32,Stoffdatenbank!$A$4:$M$45,9,FALSE)","v":615},{"$f":"VLOOKUP(V32,Stoffdatenbank!$A$4:$M$45,12,FALSE)/1000","v":0.106},0.2728795999703994,{"$f":"IF(Schadstoffbelastung!Y21<>\"\",Schadstoffbelastung!Y21/1000000,\"\")","v":3.7578741569809145E-6},{"$f":"IF(Schadstoffbelastung!X21<>\"\",Schadstoffbelastung!X21/1000000,\"\")","v":3.8595618286552162E-4},{"$f":"IF(Schadstoffbelastung!Z21<>\"\",Schadstoffbelastung!Z21/1000000,\"\")","v":0},{"$f":"IF(Schadstoffbelastung!U21<>\"\",Schadstoffbelastung!U21/1000000,\"\")","v":0.13606699999999999},{"$f":"IF(Schadstoffbelastung!W21<>\"\",Schadstoffbelastung!W21/1000000,\"\")","v":2.5148722245496441E-2},null,4096.1264625802369,0.2441330874755463,2.2000000000000006,10.83895141791683,1.3610485820831713,{"$f":"IF(AN32<>\"\",Schadstoffbelastung!$K$4*Ergebnisse!AO32,\"\")","v":433.55805671667321},{"$f":"IF(AN32<>\"\",kf*Ergebnisse!AQ32*Ergebnisse!AM32,\"\")","v":1.0584586698613944E-3},2.441330874755463E-6,2.4413308747554627E-5,6.1477091278660348E-13,-4.1627075261351136E-13,4.9390001543129754E-3,5.6339373064769126E-2,null,7.6929962281942451E-6,0,2.6237563388790235E-3,1.6425752298674638E-10,0,7.6926631799921877E-6,0,2.6236427501932398E-3,8.8370987312445543E-7,0,2.9320259158315935E-7,0,9.9999029691796116E-5,5.0986621273838768E-12,0,2.3972602739726029E-3,2.621793228275447E-3,7.6872402811784882E-6,2621.7932282754473,7.6872402811784886,1.8476660031328564E-2]
[null,null,null,null,null,null,null,null,null,null,null,null,null,null,null,null,"Parameter nach Schadstoffauswahl",null,"n-Alkane",null,null,"p-Xylol",{"$f":"VLOOKUP(V33,Stoffdatenbank!$A$4:$M$45,5,FALSE)","v":0.15},{"$f":"VLOOKUP(V33,Stoffdatenbank!$A$4:$M$45,4,FALSE)/1000","v":0.88},8.8000000000000005E-3,{"$f":"VLOOKUP(V33,Stoffdatenbank!$A$4:$M$45,7,FALSE)","v":6.3600000000000001E-6},{"$f":"VLOOKUP(V33,Stoffdatenbank!$A$4:$M$45,6,FALSE)","v":6.7099999999999996E-10},{"$f":"VLOOKUP(V33,Stoffdatenbank!$A$4:$M$45,8,FALSE)*1000*(1*10^-6)","v":0.19999999999999998},{"$f":"VLOOKUP(V33,Stoffdatenbank!$A$4:$M$45,9,FALSE)","v":657},{"$f":"VLOOKUP(V33,Stoffdatenbank!$A$4:$M$45,12,FALSE)/1000","v":0.106},0.2728795999703994,{"$f":"IF(Schadstoffbelastung!Y22<>\"\",Schadstoffbelastung!Y22/1000000,\"\")","v":3.7578741569809145E-6},{"$f":"IF(Schadstoffbelastung!X22<>\"\",Schadstoffbelastung!X22/1000000,\"\")","v":3.9983433179723504E-4},{"$f":"IF(Schadstoffbelastung!Z22<>\"\",Schadstoffbelastung!Z22/1000000,\"\")","v":0},{"$f":"IF(Schadstoffbelastung!U22<>\"\",Schadstoffbelastung!U22/1000000,\"\")","v":0.13606699999999999},{"$f":"IF(Schadstoffbelastung!W22<>\"\",Schadstoffbelastung!W22/1000000,\"\")","v":2.8906577293674067E-2},null,4287.6455615194109,0.23322823345631941,2.3000000000000007,10.863364726664384,1.3366352733356166,{"$f":"IF(AN33<>\"\",Schadstoffbelastung!$K$4*Ergebnisse!AO33,\"\")","v":434.53458906657539},{"$f":"IF(AN33<>\"\",kf*Ergebnisse!AQ33*Ergebnisse!AM33,\"\")","v":1.0134573458366507E-3},2.3322823345631941E-6,2.3322823345631939E-5,5.9080982392598442E-13,-4.0004633423913175E-13,4.7183865691547699E-3,5.4143510026556249E-2,null,7.6929962281942451E-6,0,2.6237563388790235E-3,1.6425752298674638E-10,0,7.6926631799921877E-6,0,2.6236427501932398E-3,8.8370987312445543E-7,0,2.9320259158315935E-7,0,9.9999029691796116E-5,5.0986621273838768E-12,0,2.5114155251141552E-3,2.6217007864122095E-3,7.6869692366098002E-6,2621.7007864122097,7.6869692366098006,1.935650098520135E-2]
[null,null,null,null,null,null,null,null,null,null,null,null,null,null,null,null,null,null,null,null,null,"n-Propylbenzol",{"$f":"VLOOKUP(V34,Stoffdatenbank!$A$4:$M$45,5,FALSE)","v":0.2},{"$f":"VLOOKUP(V34,Stoffdatenbank!$A$4:$M$45,4,FALSE)/1000","v":0.98},9.7999999999999997E-3,{"$f":"VLOOKUP(V34,Stoffdatenbank!$A$4:$M$45,7,FALSE)","v":6.0000000000000002E-6},{"$f":"VLOOKUP(V34,Stoffdatenbank!$A$4:$M$45,6,FALSE)","v":6.2000000000000003E-10},{"$f":"VLOOKUP(V34,Stoffdatenbank!$A$4:$M$45,8,FALSE)*1000*(1*10^-6)","v":0.06},{"$f":"VLOOKUP(V34,Stoffdatenbank!$A$4:$M$45,9,FALSE)","v":237},{"$f":"VLOOKUP(V34,Stoffdatenbank!$A$4:$M$45,12,FALSE)/1000","v":0.12},3.4622012199634214E-3,{"$f":"IF(Schadstoffbelastung!Y23<>\"\",Schadstoffbelastung!Y23/1000000,\"\")","v":4.7678597052251802E-8},{"$f":"IF(Schadstoffbelastung!X23<>\"\",Schadstoffbelastung!X23/1000000,\"\")","v":1.1756136604524505E-4},{"$f":"IF(Schadstoffbelastung!Z23<>\"\",Schadstoffbelastung!Z23/1000000,\"\")","v":0},{"$f":"IF(Schadstoffbelastung!U23<>\"\",Schadstoffbelastung!U23/1000000,\"\")","v":0.13606699999999999},{"$f":"IF(Schadstoffbelastung!W23<>\"\",Schadstoffbelastung!W23/1000000,\"\")","v":7.6602429828236274E-3},null,4479.5339801088567,0.22323750739261053,2.4000000000000008,10.886687550010016,1.3133124499899846,{"$f":"IF(AN34<>\"\",Schadstoffbelastung!$K$4*Ergebnisse!AO34,\"\")","v":435.46750200040066},{"$f":"IF(AN34<>\"\",kf*Ergebnisse!AQ34*Ergebnisse!AM34,\"\")","v":9.7212679697056086E-4},2.2323750739261053E-6,2.232375073926105E-5,5.6872924964385241E-13,-3.8509524094016795E-13,4.516266495712044E-3,5.2119982748197194E-2,null,7.6929962281942451E-6,0,2.6237563388790235E-3,1.6425752298674638E-10,0,7.6926631799921877E-6,0,2.6236427501932398E-3,8.8370987312445543E-7,0,2.9320259158315935E-7,0,9.9999029691796116E-5,5.0986621273838768E-12,0,2.625570776255708E-3,2.6216083478083816E-3,7.6866982015978784E-6,2621.6083478083815,7.6866982015978786,2.0236341939074139E-2]
[null,null,null,null,null,null,null,null,null,null,null,null,null,null,null,null,"Verteilungskoeffizient Kohlenstoff/Wasser","Koc",0.27461912286511808,null,null,"Isopropylbenzol",{"$f":"VLOOKUP(V35,Stoffdatenbank!$A$4:$M$45,5,FALSE)","v":0.43},{"$f":"VLOOKUP(V35,Stoffdatenbank!$A$4:$M$45,4,FALSE)/1000","v":0.94},9.4000000000000004E-3,{"$f":"VLOOKUP(V35,Stoffdatenbank!$A$4:$M$45,7,FALSE)","v":6.0000000000000002E-6},{"$f":"VLOOKUP(V35,Stoffdatenbank!$A$4:$M$45,6,FALSE)","v":6.2000000000000003E-10},{"$f":"VLOOKUP(V35,Stoffdatenbank!$A$4:$M$45,8,FALSE)*1000*(1*10^-6)","v":4.9999999999999996E-2},{"$f":"VLOOKUP(V35,Stoffdatenbank!$A$4:$M$45,9,FALSE)","v":427},{"$f":"VLOOKUP(V35,Stoffdatenbank!$A$4:$M$45,12,FALSE)/1000","v":0.12},5.9465288129142736E-3,{"$f":"IF(Schadstoffbelastung!Y24<>\"\",Schadstoffbelastung!Y24/1000000,\"\")","v":8.1890720127913402E-8},{"$f":"IF(Schadstoffbelastung!X24<>\"\",Schadstoffbelastung!X24/1000000,\"\")","v":9.4099382331378276E-5},{"$f":"IF(Schadstoffbelastung!Z24<>\"\",Schadstoffbelastung!Z24/1000000,\"\")","v":0},{"$f":"IF(Schadstoffbelastung!U24<>\"\",Schadstoffbelastung!U24/1000000,\"\")","v":0.13606699999999999},{"$f":"IF(Schadstoffbelastung!W24<>\"\",Schadstoffbelastung!W24/1000000,\"\")","v":6.383535819019689E-3},null,4671.7761456171384,0.21405135195490013,2.5000000000000009,10.909011300749277,1.2909886992507236,{"$f":"IF(AN35<>\"\",Schadstoffbelastung!$K$4*Ergebnisse!AO35,\"\")","v":436.3604520299711},{"$f":"IF(AN35<>\"\",kf*Ergebnisse!AQ35*Ergebnisse!AM35,\"\")","v":9.3403544696666664E-4},2.1405135195490015E-6,2.1405135195490015E-5,5.4831328653159657E-13,-3.7127128122882357E-13,4.3304235049337492E-3,5.0249005220902886E-2,null,7.6929962281942451E-6,0,2.6237563388790235E-3,1.6425752298674638E-10,0,7.6926631799921877E-6,0,2.6236427501932398E-3,8.8370987312445543E-7,0,2.9320259158315935E-7,0,9.9999029691796116E-5,5.0986621273838768E-12,0,2.7397260273972603E-3,2.621515912463848E-3,7.6864271761423855E-6,2621.5159124638481,7.6864271761423861,2.1116182892946929E-2]
[null,null,null,null,null,null,null,null,null,null,null,null,null,null,null,null,"Diffusionskoeffizient in Wasser [m2/s]","Dw",6.3418484174670015E-10,null,null,"o-Ethyltoluol",{"$f":"VLOOKUP(V36,Stoffdatenbank!$A$4:$M$45,5,FALSE)","v":0.11},{"$f":"VLOOKUP(V36,Stoffdatenbank!$A$4:$M$45,4,FALSE)/1000","v":0.79},7.9000000000000008E-3,{"$f":"VLOOKUP(V36,Stoffdatenbank!$A$4:$M$45,7,FALSE)","v":6.0000000000000002E-6},{"$f":"VLOOKUP(V36,Stoffdatenbank!$A$4:$M$45,6,FALSE)","v":6.3E-10},{"$f":"VLOOKUP(V36,Stoffdatenbank!$A$4:$M$45,8,FALSE)*1000*(1*10^-6)","v":9.2999999999999999E-2},{"$f":"VLOOKUP(V36,Stoffdatenbank!$A$4:$M$45,9,FALSE)","v":202},{"$f":"VLOOKUP(V36,Stoffdatenbank!$A$4:$M$45,12,FALSE)/1000","v":0.12},5.9465288129142736E-3,{"$f":"IF(Schadstoffbelastung!Y25<>\"\",Schadstoffbelastung!Y25/1000000,\"\")","v":8.1890720127913402E-8},{"$f":"IF(Schadstoffbelastung!X25<>\"\",Schadstoffbelastung!X25/1000000,\"\")","v":""},{"$f":"IF(Schadstoffbelastung!Z25<>\"\",Schadstoffbelastung!Z25/1000000,\"\")","v":0},{"$f":"IF(Schadstoffbelastung!U25<>\"\",Schadstoffbelastung!U25/1000000,\"\")","v":""},{"$f":"IF(Schadstoffbelastung!W25<>\"\",Schadstoffbelastung!W25/1000000,\"\")","v":""},null,4864.3577172619962,0.20557698634114255,2.600000000000001,{"$f":"IF(AN36=\"\",\"\",SQRT(($S$29^2)+(($S$28^2)-($S$29^2))*(LN(AN36)-LN(Brunnenradius))/(LN(ReichweiteAbsenkung)-LN(Brunnenradius))))","v":10.930416435944768},1.2695835640552335,{"$f":"IF(AN36<>\"\",Schadstoffbelastung!$K$4*Ergebnisse!AO36,\"\")","v":437.21665743779067},{"$f":"IF(AN36<>\"\",kf*Ergebnisse!AQ36*Ergebnisse!AM36,\"\")","v":8.9881682814208711E-4},2.0557698634114258E-6,2.0557698634114258E-5,5.2937806492398382E-13,-3.5844995415305704E-13,{"$f":"IF(AN36<>\"\",((d_50*2)*kf*AM36)/($S$13*neff),\"\")","v":4.1589805698246532E-3},{"$f":"IF(AN36<>\"\",150*(AW36^0.87)*(0.016^0.79),\"\")","v":4.85137271001801E-2},null,7.6929962281942451E-6,0,2.6237563388790235E-3,1.6425752298674638E-10,0,7.6926631799921877E-6,0,2.6236427501932398E-3,8.8370987312445543E-7,0,2.9320259158315935E-7,0,9.9999029691796116E-5,5.0986621273838768E-12,0,2.8538812785388126E-3,2.6214234803784943E-3,7.6861561602429845E-6,2621.4234803784943,7.6861561602429846,2.1996023846819715E-2]
[null,null,null,null,null,null,null,null,null,null,null,null,null,null,null,null,"Sorbierte/Gesamte Konz. im Boden [kg/m3]","Cges",7.6929962281942451E-6,null,null,"m-Ethyltoluol",{"$f":"VLOOKUP(V37,Stoffdatenbank!$A$4:$M$45,5,FALSE)","v":0.1},{"$f":"VLOOKUP(V37,Stoffdatenbank!$A$4:$M$45,4,FALSE)/1000","v":0.76},7.6E-3,{"$f":"VLOOKUP(V37,Stoffdatenbank!$A$4:$M$45,7,FALSE)","v":6.0000000000000002E-6},{"$f":"VLOOKUP(V37,Stoffdatenbank!$A$4:$M$45,6,FALSE)","v":6.2000000000000003E-10},{"$f":"VLOOKUP(V37,Stoffdatenbank!$A$4:$M$45,8,FALSE)*1000*(1*10^-6)","v":9.6999999999999989E-2},{"$f":"VLOOKUP(V37,Stoffdatenbank!$A$4:$M$45,9,FALSE)","v":202},{"$f":"VLOOKUP(V37,Stoffdatenbank!$A$4:$M$45,12,FALSE)/1000","v":0.12},3.4622012199634214E-3,{"$f":"IF(Schadstoffbelastung!Y26<>\"\",Schadstoffbelastung!Y26/1000000,\"\")","v":4.7678597052251802E-8},{"$f":"IF(Schadstoffbelastung!X26<>\"\",Schadstoffbelastung!X26/1000000,\"\")","v":""},{"$f":"IF(Schadstoffbelastung!Z26<>\"\",Schadstoffbelastung!Z26/1000000,\"\")","v":0},{"$f":"IF(Schadstoffbelastung!U26<>\"\",Schadstoffbelastung!U26/1000000,\"\")","v":""},{"$f":"IF(Schadstoffbelastung!W26<>\"\",Schadstoffbelastung!W26/1000000,\"\")","v":""},null,5057.2654470462739,{"$f":"IF(AN37<>\"\",(AO38-AO37)/(AN38-AN37),\"\")","v":0.19773531970406194},2.7000000000000011,10.950974134578882,{"$f":"IF(AN37<>\"\",$S$28-AO37,\"\")","v":1.2490258654211193},{"$f":"IF(AN37<>\"\",Schadstoffbelastung!$K$4*Ergebnisse!AO37,\"\")","v":438.0389653831553},{"$f":"IF(AN37<>\"\",kf*Ergebnisse!AQ37*Ergebnisse!AM37,\"\")","v":8.6615774862874742E-4},{"$f":"IF(AN37<>\"\",AR37/AQ37,\"\")","v":1.9773531970406197E-6},{"$f":"IF(AS37<>\"\",AS37/$S$30,\"\")","v":1.9773531970406197E-5},5.1176599959918946E-13,-3.4652455635796759E-13,4.0003376217052529E-3,4.6899706823461014E-2,null,7.6929962281942451E-6,0,2.6237563388790235E-3,1.6425752298674638E-10,0,7.6926631799921877E-6,0,2.6236427501932398E-3,8.8370987312445543E-7,0,2.9320259158315935E-7,0,9.9999029691796116E-5,5.0986621273838768E-12,0,2.9680365296803654E-3,2.6213310515522058E-3,7.68588515389934E-6,2621.3310515522057,7.6858851538993402,2.2875864800692505E-2]
[null,null,null,null,null,null,null,null,null,null,null,null,null,null,null,null,"Grenzkonzentration [kg/m3]","Cgrenz",1.8984655439047935E-4,null,null,"p-Ethyltoluol",{"$f":"VLOOKUP(V38,Stoffdatenbank!$A$4:$M$45,5,FALSE)","v":0.12},{"$f":"VLOOKUP(V38,Stoffdatenbank!$A$4:$M$45,4,FALSE)/1000","v":0.9},9.0000000000000011E-3,{"$f":"VLOOKUP(V38,Stoffdatenbank!$A$4:$M$45,7,FALSE)","v":6.0000000000000002E-6},{"$f":"VLOOKUP(V38,Stoffdatenbank!$A$4:$M$45,6,FALSE)","v":6.2000000000000003E-10},{"$f":"VLOOKUP(V38,Stoffdatenbank!$A$4:$M$45,8,FALSE)*1000*(1*10^-6)","v":9.5000000000000001E-2},{"$f":"VLOOKUP(V38,Stoffdatenbank!$A$4:$M$45,9,FALSE)","v":230},{"$f":"VLOOKUP(V38,Stoffdatenbank!$A$4:$M$45,12,FALSE)/1000","v":0.12},5.9465288129142736E-3,{"$f":"IF(Schadstoffbelastung!Y27<>\"\",Schadstoffbelastung!Y27/1000000,\"\")","v":8.1890720127913402E-8},{"$f":"IF(Schadstoffbelastung!X27<>\"\",Schadstoffbelastung!X27/1000000,\"\")","v":""},{"$f":"IF(Schadstoffbelastung!Z27<>\"\",Schadstoffbelastung!Z27/1000000,\"\")","v":0},{"$f":"IF(Schadstoffbelastung!U27<>\"\",Schadstoffbelastung!U27/1000000,\"\")","v":""},{"$f":"IF(Schadstoffbelastung!W27<>\"\",Schadstoffbelastung!W27/1000000,\"\")","v":""},null,5250.4870606582854,0.1904585209804564,2.8000000000000012,10.970747666549288,1.2292523334507131,{"$f":"IF(AN38<>\"\",Schadstoffbelastung!$K$4*Ergebnisse!AO38,\"\")","v":438.82990666197151},{"$f":"IF(AN38<>\"\",kf*Ergebnisse!AQ38*Ergebnisse!AM38,\"\")","v":8.3578894984830837E-4},1.9045852098045644E-6,1.9045852098045641E-5,4.9534123858084213E-13,-3.3540310040031108E-13,3.8531223859892337E-3,4.5394494525244244E-2,null,7.6929962281942451E-6,0,2.6237563388790235E-3,1.6425752298674638E-10,0,7.6926631799921877E-6,0,2.6236427501932398E-3,8.8370987312445543E-7,0,2.9320259158315935E-7,0,9.9999029691796116E-5,5.0986621273838768E-12,0,3.0821917808219177E-3,2.6212386259848674E-3,7.6856141571111131E-6,2621.2386259848677,7.6856141571111136,2.3755705754565294E-2]
[null,null,null,null,null,null,null,null,null,null,null,null,null,null,null,null,"Residualkonzentration [kg/m3]","Cres",0,null,null,"1,2-Diethylbenzol",{"$f":"VLOOKUP(V39,Stoffdatenbank!$A$4:$M$45,5,FALSE)","v":0.16},{"$f":"VLOOKUP(V39,Stoffdatenbank!$A$4:$M$45,4,FALSE)/1000","v":0.5},5.0000000000000001E-3,{"$f":"VLOOKUP(V39,Stoffdatenbank!$A$4:$M$45,7,FALSE)","v":5.6999999999999996E-6},{"$f":"VLOOKUP(V39,Stoffdatenbank!$A$4:$M$45,6,FALSE)","v":5.9000000000000003E-10},{"$f":"VLOOKUP(V39,Stoffdatenbank!$A$4:$M$45,8,FALSE)*1000*(1*10^-6)","v":2.4E-2},{"$f":"VLOOKUP(V39,Stoffdatenbank!$A$4:$M$45,9,FALSE)","v":67},{"$f":"VLOOKUP(V39,Stoffdatenbank!$A$4:$M$45,12,FALSE)/1000","v":0.13400000000000001},5.9465288129142736E-3,{"$f":"IF(Schadstoffbelastung!Y28<>\"\",Schadstoffbelastung!Y28/1000000,\"\")","v":8.1890720127913402E-8},{"$f":"IF(Schadstoffbelastung!X28<>\"\",Schadstoffbelastung!X28/1000000,\"\")","v":""},{"$f":"IF(Schadstoffbelastung!Z28<>\"\",Schadstoffbelastung!Z28/1000000,\"\")","v":0},{"$f":"IF(Schadstoffbelastung!U28<>\"\",Schadstoffbelastung!U28/1000000,\"\")","v":""},{"$f":"IF(Schadstoffbelastung!W28<>\"\",Schadstoffbelastung!W28/1000000,\"\")","v":""},null,5444.0111549491512,0.18368808798102859,2.9000000000000012,10.989793518647334,1.2102064813526674,{"$f":"IF(AN39<>\"\",Schadstoffbelastung!$K$4*Ergebnisse!AO39,\"\")","v":439.59174074589333},{"$f":"IF(AN39<>\"\",kf*Ergebnisse!AQ39*Ergebnisse!AM39,\"\")","v":8.0747766349865177E-4},1.8368808798102863E-6,1.836880879810286E-5,4.7998602808251005E-13,-3.2500585339702234E-13,3.7161513183854248E-3,4.3987298910161711E-2,null,7.6929962281942451E-6,0,2.6237563388790235E-3,1.6425752298674638E-10,0,7.6926631799921877E-6,0,2.6236427501932398E-3,8.8370987312445543E-7,0,2.9320259158315935E-7,0,9.9999029691796116E-5,5.0986621273838768E-12,0,3.1963470319634705E-3,2.6211462036763635E-3,7.6853431698779684E-6,2621.1462036763637,7.6853431698779691,2.4635546708438084E-2]
[null,null,null,null,null,null,null,null,null,null,null,null,null,null,"aus Gesamtkonz. Berechnet",null,"Konzentration in der Wasserphase [kg/m3]","Cw",{"$f":"VLOOKUP(Sanierungsdesign!D17,Ergebnisse!V11:AJ63,14,0)","v":0.68033499999999991},null,null,"1,3-Diethylbenzol",{"$f":"VLOOKUP(V40,Stoffdatenbank!$A$4:$M$45,5,FALSE)","v":0.23},{"$f":"VLOOKUP(V40,Stoffdatenbank!$A$4:$M$45,4,FALSE)/1000","v":0.42},4.1999999999999997E-3,{"$f":"VLOOKUP(V40,Stoffdatenbank!$A$4:$M$45,7,FALSE)","v":5.5999999999999997E-6},{"$f":"VLOOKUP(V40,Stoffdatenbank!$A$4:$M$45,6,FALSE)","v":5.7999999999999996E-10},{"$f":"VLOOKUP(V40,Stoffdatenbank!$A$4:$M$45,8,FALSE)*1000*(1*10^-6)","v":2.7E-2},{"$f":"VLOOKUP(V40,Stoffdatenbank!$A$4:$M$45,9,FALSE)","v":109},{"$f":"VLOOKUP(V40,Stoffdatenbank!$A$4:$M$45,12,FALSE)/1000","v":0.13400000000000001},0,{"$f":"IF(Schadstoffbelastung!Y29<>\"\",Schadstoffbelastung!Y29/1000000,\"\")","v":0},{"$f":"IF(Schadstoffbelastung!X29<>\"\",Schadstoffbelastung!X29/1000000,\"\")","v":""},{"$f":"IF(Schadstoffbelastung!Z29<>\"\",Schadstoffbelastung!Z29/1000000,\"\")","v":0},{"$f":"IF(Schadstoffbelastung!U29<>\"\",Schadstoffbelastung!U29/1000000,\"\")","v":""},{"$f":"IF(Schadstoffbelastung!W29<>\"\",Schadstoffbelastung!W29/1000000,\"\")","v":""},null,5637.8271092349078,0.17737330014288216,3.0000000000000013,11.008162327445437,1.1918376725545645,{"$f":"IF(AN40<>\"\",Schadstoffbelastung!$K$4*Ergebnisse!AO40,\"\")","v":440.32649309781743},{"$f":"IF(AN40<>\"\",kf*Ergebnisse!AQ40*Ergebnisse!AM40,\"\")","v":7.8102163221101901E-4},1.7737330014288217E-6,1.7737330014288215E-5,4.6559778508697621E-13,-3.1526335482403608E-13,3.5883983028906163E-3,4.2668718975731226E-2,null,7.6929962281942451E-6,0,2.6237563388790235E-3,1.6425752298674638E-10,0,{"$f":"IF(AN40<>\"\",IF(Sättigungskonz>=AZ40,IF(AZ40-(BC40+BD40)*$BC$4/pb>0,AZ40-(BC40+BD40)*$BC$4/pb,0),IF(AZ40-(BC40+BD40)*$BC$4/pb>Sättigungskonz,AZ40-(BC40+BD40)*$BC$4/pb,Sättigungskonz)),\"\")","v":7.6926631799921877E-6},0,2.6236427501932398E-3,8.8370987312445543E-7,0,2.9320259158315935E-7,0,9.9999029691796116E-5,5.0986621273838768E-12,0,3.3105022831050228E-3,2.6210537846265798E-3,7.6850721921995671E-6,2621.0537846265797,7.6850721921995673,2.551538766231087E-2]
[null,null,null,null,null,null,null,null,null,null,null,null,null,null,null,null,"Sättigungskonzentration [kg/m3]","C0",3.219762509892048E-3,null,null,"1,4-Diethylbenzol",{"$f":"VLOOKUP(V41,Stoffdatenbank!$A$4:$M$45,5,FALSE)","v":0.23},{"$f":"VLOOKUP(V41,Stoffdatenbank!$A$4:$M$45,4,FALSE)/1000","v":0.46},4.5999999999999999E-3,{"$f":"VLOOKUP(V41,Stoffdatenbank!$A$4:$M$45,7,FALSE)","v":5.5999999999999997E-6},{"$f":"VLOOKUP(V41,Stoffdatenbank!$A$4:$M$45,6,FALSE)","v":5.7999999999999996E-10},{"$f":"VLOOKUP(V41,Stoffdatenbank!$A$4:$M$45,8,FALSE)*1000*(1*10^-6)","v":2.4999999999999998E-2},{"$f":"VLOOKUP(V41,Stoffdatenbank!$A$4:$M$45,9,FALSE)","v":101},{"$f":"VLOOKUP(V41,Stoffdatenbank!$A$4:$M$45,12,FALSE)/1000","v":0.13400000000000001},0,{"$f":"IF(Schadstoffbelastung!Y30<>\"\",Schadstoffbelastung!Y30/1000000,\"\")","v":0},{"$f":"IF(Schadstoffbelastung!X30<>\"\",Schadstoffbelastung!X30/1000000,\"\")","v":""},{"$f":"IF(Schadstoffbelastung!Z30<>\"\",Schadstoffbelastung!Z30/1000000,\"\")","v":0},{"$f":"IF(Schadstoffbelastung!U30<>\"\",Schadstoffbelastung!U30/1000000,\"\")","v":""},{"$f":"IF(Schadstoffbelastung!W30<>\"\",Schadstoffbelastung!W30/1000000,\"\")","v":""},null,5831.9250081539512,0.17146996893853114,3.1000000000000014,11.025899657459725,1.1741003425402763,{"$f":"IF(AN41<>\"\",Schadstoffbelastung!$K$4*Ergebnisse!AO41,\"\")","v":441.03598629838899},{"$f":"IF(AN41<>\"\",kf*Ergebnisse!AQ41*Ergebnisse!AM41,\"\")","v":7.5624426871359206E-4},1.7146996893853114E-6,1.7146996893853113E-5,4.5208672164482212E-13,-3.0611480789265801E-13,3.4689693716025921E-3,4.1430526296251755E-2,null,7.6929962281942451E-6,0,2.6237563388790235E-3,1.6425752298674638E-10,0,7.6926631799921877E-6,0,2.6236427501932398E-3,8.8370987312445543E-7,0,2.9320259158315935E-7,0,9.9999029691796116E-5,5.0986621273838768E-12,0,3.4246575342465752E-3,2.6209613688354012E-3,7.6848012240755739E-6,2620.9613688354016,7.6848012240755743,2.6395228616183659E-2]
[null,null,null,null,null,null,null,null,null,null,null,null,null,null,null,null,"Wasserlöslichkeit [kg/m3]","Lw",1.9967271609026831E-2,null,null,"1,2,3-Trimethylbenzol",{"$f":"VLOOKUP(V42,Stoffdatenbank!$A$4:$M$45,5,FALSE)","v":0.08},{"$f":"VLOOKUP(V42,Stoffdatenbank!$A$4:$M$45,4,FALSE)/1000","v":0.65},6.5000000000000006E-3,{"$f":"VLOOKUP(V42,Stoffdatenbank!$A$4:$M$45,7,FALSE)","v":6.0000000000000002E-6},{"$f":"VLOOKUP(V42,Stoffdatenbank!$A$4:$M$45,6,FALSE)","v":6.3999999999999996E-10},{"$f":"VLOOKUP(V42,Stoffdatenbank!$A$4:$M$45,8,FALSE)*1000*(1*10^-6)","v":7.4999999999999997E-2},{"$f":"VLOOKUP(V42,Stoffdatenbank!$A$4:$M$45,9,FALSE)","v":125},{"$f":"VLOOKUP(V42,Stoffdatenbank!$A$4:$M$45,12,FALSE)/1000","v":0.12},2.5773577326017778E-2,{"$f":"IF(Schadstoffbelastung!Y31<>\"\",Schadstoffbelastung!Y31/1000000,\"\")","v":3.5493257897218291E-7},{"$f":"IF(Schadstoffbelastung!X31<>\"\",Schadstoffbelastung!X31/1000000,\"\")","v":""},{"$f":"IF(Schadstoffbelastung!Z31<>\"\",Schadstoffbelastung!Z31/1000000,\"\")","v":0},{"$f":"IF(Schadstoffbelastung!U31<>\"\",Schadstoffbelastung!U31/1000000,\"\")","v":""},{"$f":"IF(Schadstoffbelastung!W31<>\"\",Schadstoffbelastung!W31/1000000,\"\")","v":""},null,6026.2955743041475,0.16593942126966951,3.2000000000000015,11.043046654353578,1.1569533456464232,{"$f":"IF(AN42<>\"\",Schadstoffbelastung!$K$4*Ergebnisse!AO42,\"\")","v":441.72186617414309},{"$f":"IF(AN42<>\"\",kf*Ergebnisse!AQ42*Ergebnisse!AM42,\"\")","v":7.329907083509572E-4},1.6593942126966953E-6,1.6593942126966951E-5,4.3937390308051628E-13,-2.9750676473131941E-13,3.3570821379940836E-3,4.0265487071229469E-2,null,7.6929962281942451E-6,0,2.6237563388790235E-3,1.6425752298674638E-10,0,7.6926631799921877E-6,0,2.6236427501932398E-3,8.8370987312445543E-7,0,2.9320259158315935E-7,0,9.9999029691796116E-5,5.0986621273838768E-12,0,3.5388127853881279E-3,2.6208689563027134E-3,7.6845302655056514E-6,2620.8689563027133,7.6845302655056518,2.7275069570056449E-2]
[null,null,null,null,null,null,null,null,null,null,null,null,null,null,null,null,null,null,null,null,null,"1,2,4-Trimethylbenzol",{"$f":"VLOOKUP(V43,Stoffdatenbank!$A$4:$M$45,5,FALSE)","v":0.12},{"$f":"VLOOKUP(V43,Stoffdatenbank!$A$4:$M$45,4,FALSE)/1000","v":0.65},6.5000000000000006E-3,{"$f":"VLOOKUP(V43,Stoffdatenbank!$A$4:$M$45,7,FALSE)","v":6.0000000000000002E-6},{"$f":"VLOOKUP(V43,Stoffdatenbank!$A$4:$M$45,6,FALSE)","v":6.3E-10},{"$f":"VLOOKUP(V43,Stoffdatenbank!$A$4:$M$45,8,FALSE)*1000*(1*10^-6)","v":0.06},{"$f":"VLOOKUP(V43,Stoffdatenbank!$A$4:$M$45,9,FALSE)","v":147},{"$f":"VLOOKUP(V43,Stoffdatenbank!$A$4:$M$45,12,FALSE)/1000","v":0.12},0.12488239087458901,{"$f":"IF(Schadstoffbelastung!Y32<>\"\",Schadstoffbelastung!Y32/1000000,\"\")","v":1.7197779144374063E-6},{"$f":"IF(Schadstoffbelastung!X32<>\"\",Schadstoffbelastung!X32/1000000,\"\")","v":""},{"$f":"IF(Schadstoffbelastung!Z32<>\"\",Schadstoffbelastung!Z32/1000000,\"\")","v":0},{"$f":"IF(Schadstoffbelastung!U32<>\"\",Schadstoffbelastung!U32/1000000,\"\")","v":""},{"$f":"IF(Schadstoffbelastung!W32<>\"\",Schadstoffbelastung!W32/1000000,\"\")","v":""},null,6220.9301091228917,0.16074766674094562,3.3000000000000016,11.059640596480545,1.1403594035194562,{"$f":"IF(AN43<>\"\",Schadstoffbelastung!$K$4*Ergebnisse!AO43,\"\")","v":442.38562385922182},{"$f":"IF(AN43<>\"\",kf*Ergebnisse!AQ43*Ergebnisse!AM43,\"\")","v":7.1112456835107512E-4},1.6074766674094562E-6,1.607476667409456E-5,4.2738965023297262E-13,-2.8939204451831337E-13,3.2520489502206695E-3,3.9167215702111111E-2,null,{"$f":"IF(AN43<>\"\",$S$37,\"\")","v":7.6929962281942451E-6},{"$f":"IF(AN44<>\"\",IF($S$39<>0,$S$39,0),\"\")","v":0},2.6237563388790235E-3,1.6425752298674638E-10,0,7.6926631799921877E-6,0,2.6236427501932398E-3,8.8370987312445543E-7,0,2.9320259158315935E-7,0,9.9999029691796116E-5,5.0986621273838768E-12,0,3.6529680365296802E-3,2.6207765470284005E-3,7.6842593164894627E-6,2620.7765470284007,7.684259316489463,2.8154910523929235E-2]
[null,null,null,null,null,null,null,null,null,null,null,null,null,null,null,null,null,null,{"$f":"IF(((S37*pb)/(Kd*pb+Theta_w))>Lw,Lw,(S37*pb)/(Kd*pb+Theta_w))","v":2.6237563388790235E-3},null,null,"1,3,5-Trimethylbenzol",{"$f":"VLOOKUP(V44,Stoffdatenbank!$A$4:$M$45,5,FALSE)","v":0.48},{"$f":"VLOOKUP(V44,Stoffdatenbank!$A$4:$M$45,4,FALSE)/1000","v":0.67},6.7000000000000002E-3,{"$f":"VLOOKUP(V44,Stoffdatenbank!$A$4:$M$45,7,FALSE)","v":6.0000000000000002E-6},{"$f":"VLOOKUP(V44,Stoffdatenbank!$A$4:$M$45,6,FALSE)","v":6.3E-10},{"$f":"VLOOKUP(V44,Stoffdatenbank!$A$4:$M$45,8,FALSE)*1000*(1*10^-6)","v":0.02},{"$f":"VLOOKUP(V44,Stoffdatenbank!$A$4:$M$45,9,FALSE)","v":193},{"$f":"VLOOKUP(V44,Stoffdatenbank!$A$4:$M$45,12,FALSE)/1000","v":0.12},3.7825209053524045E-2,{"$f":"IF(Schadstoffbelastung!Y33<>\"\",Schadstoffbelastung!Y33/1000000,\"\")","v":5.208977717647541E-7},{"$f":"IF(Schadstoffbelastung!X33<>\"\",Schadstoffbelastung!X33/1000000,\"\")","v":""},{"$f":"IF(Schadstoffbelastung!Z33<>\"\",Schadstoffbelastung!Z33/1000000,\"\")","v":0},{"$f":"IF(Schadstoffbelastung!U33<>\"\",Schadstoffbelastung!U33/1000000,\"\")","v":""},{"$f":"IF(Schadstoffbelastung!W33<>\"\",Schadstoffbelastung!W33/1000000,\"\")","v":""},null,6415.8204408239453,0.15586471118128373,3.4000000000000017,11.075715363154639,1.1242846368453616,{"$f":"IF(AN44<>\"\",Schadstoffbelastung!$K$4*Ergebnisse!AO44,\"\")","v":443.02861452618561},{"$f":"IF(AN44<>\"\",kf*Ergebnisse!AQ44*Ergebnisse!AM44,\"\")","v":6.9052527048168208E-4},1.5586471118128375E-6,1.5586471118128375E-5,4.1607221654044451E-13,-2.8172883771581865E-13,3.1532630031290477E-3,3.8130053556542171E-2,null,7.6929962281942451E-6,0,2.6237563388790235E-3,1.6425752298674638E-10,0,7.6926631799921877E-6,0,2.6236427501932398E-3,8.8370987312445543E-7,0,2.9320259158315935E-7,0,9.9999029691796116E-5,5.0986621273838768E-12,0,3.767123287671233E-3,2.6206841410123488E-3,7.6839883770266723E-6,2620.6841410123488,7.6839883770266724,2.9034751477802025E-2]
[null,null,null,null,null,null,null,null,null,null,null,null,null,null,null,null,null,null,null,null,null,"Summe AKW",{"$f":"SUM(IF($AE$28:$AE$44<>\"\",W28:W44*$AE$28:$AE$44,0))","v":0.16241217637668742},{"$f":"SUMPRODUCT(X28:X44,AE28:AE44)*0.33","v":0.29137235101963149},{"$f":"SUM(IF($AE$28:$AE$44<>\"\",Y28:Y44*$AE$28:$AE$44,0))","v":8.8294651824130741E-3},{"$f":"SUM(IF($AE$28:$AE$44<>\"\",Z28:Z44*$AE$28:$AE$44,0))","v":6.2900399606736191E-6},{"$f":"SUM(IF($AE$28:$AE$44<>\"\",AA28:AA44*$AE$28:$AE$44,0))","v":6.6350550252132812E-10},{"$f":"SUM(IF($AE$28:$AE$44<>\"\",AB28:AB44*$AE$28:$AE$44,0))","v":0.15562449124142372},{"$f":"SUM(IF($AE$28:$AE$44<>\"\",AC28:AC44*$AE$28:$AE$44,0))","v":528.15773894474216},{"$f":"SUM(IF($AE$28:$AE$44<>\"\",AD28:AD44*$AE$28:$AE$44,0))","v":0.10914431300413345},{"$f":"IF(SUM(AE28:AE44)<>0,SUM(AE28:AE44),\"\")","v":0.99999999999999978},{"$f":"IF(SUM(AF28:AF44)<>0,SUM(AF28:AF44),\"\")","v":1.3771180247217269E-5},{"$f":"IF(SUM(AG28:AG44)<>0,SUM(AG28:AG44),\"\")","v":2.1962107215647256E-3},{"$f":"IF(SUM(AH28:AH44)<>0,SUM(AH28:AH44),0)","v":0},{"$f":"IF(SUM(AI28:AI44)<>0,SUM(AI28:AI44),\"\")","v":0.95246899999999979},{"$f":"IF(SUM(AJ28:AJ44)<>0,SUM(AJ28:AJ44),\"\")","v":0.20527963971512359},null,6610.9588783618919,0.15126398732762766,3.5000000000000018,11.091301834272768,1.1086981657272332,{"$f":"IF(AN45<>\"\",Schadstoffbelastung!$K$4*Ergebnisse!AO45,\"\")","v":443.65207337091073},{"$f":"IF(AN45<>\"\",kf*Ergebnisse!AQ45*Ergebnisse!AM45,\"\")","v":6.7108581604253181E-4},1.5126398732762768E-6,1.5126398732762767E-5,4.0536668626008304E-13,-2.7447996003757418E-13,3.0601868205512367E-3,3.7148967998041085E-2,null,7.6929962281942451E-6,0,2.6237563388790235E-3,1.6425752298674638E-10,0,7.6926631799921877E-6,0,2.6236427501932398E-3,8.8370987312445543E-7,0,2.9320259158315935E-7,0,9.9999029691796116E-5,5.0986621273838768E-12,0,3.8812785388127853E-3,2.6205917382544422E-3,7.6837174471169415E-6,2620.5917382544421,7.6837174471169414,2.9914592431674814E-2]
[null,null,null,null,null,null,null,null,null,null,null,null,null,null,null,null,null,null,null,null,null,"Mittelwert",{"$f":"AVERAGE(W28:W44)","v":0.18764705882352944},{"$f":"AVERAGE(X28:X44)","v":0.6994117647058824},6.9941176470588243E-3,6.1717647058823518E-6,6.47470588235294E-10,0.21411764705882355,864,0.11505882352941177,null,{"$f":"AVERAGE(AF28:AF44)","v":8.1006942630689818E-7},null,null,null,null,null,6806.3381705710717,0.14692188000939396,3.6000000000000019,11.106428233005531,1.0935717669944705,{"$f":"IF(AN46<>\"\",Schadstoffbelastung!$K$4*Ergebnisse!AO46,\"\")","v":444.25712932022122},{"$f":"IF(AN46<>\"\",kf*Ergebnisse!AQ46*Ergebnisse!AM46,\"\")","v":6.5271092647303363E-4},1.4692188000939396E-6,1.4692188000939395E-5,3.9522405179594843E-13,-2.6761222769361631E-13,2.9723426494208164E-3,3.6219467829686804E-2,null,7.6929962281942451E-6,0,2.6237563388790235E-3,1.6425752298674638E-10,0,7.6926631799921877E-6,0,2.6236427501932398E-3,8.8370987312445543E-7,0,2.9320259158315935E-7,0,9.9999029691796116E-5,5.0986621273838768E-12,0,3.9954337899543377E-3,2.620499338754567E-3,7.6834465267599347E-6,2620.4993387545674,7.6834465267599352,3.07944333855476E-2]
[null,null,null,null,null,null,null,null,null,null,null,null,null,null,null,null,null,null,null,null,null,null,null,null,null,null,null,null,null,null,null,null,null,null,null,null,null,7001.9514697968989,0.14281732804255029,3.700000000000002,11.12112042100647,1.078879578993531,{"$f":"IF(AN47<>\"\",Schadstoffbelastung!$K$4*Ergebnisse!AO47,\"\")","v":444.84481684025877},{"$f":"IF(AN47<>\"\",kf*Ergebnisse!AQ47*Ergebnisse!AM47,\"\")","v":6.353154813470344E-4},1.428173280425503E-6,1.4281732804255029E-5,3.8560043700531463E-13,-2.6109593147914296E-13,2.8893044057839022E-3,3.5337532115676619E-2,null,7.6929962281942451E-6,0,2.6237563388790235E-3,1.6425752298674638E-10,0,7.6926631799921877E-6,0,2.6236427501932398E-3,8.8370987312445543E-7,0,2.9320259158315935E-7,0,9.9999029691796116E-5,5.0986621273838768E-12,0,4.10958904109589E-3,2.6204069425126079E-3,7.6831756159553148E-6,2620.4069425126081,7.6831756159553155,3.167427433942039E-2]
[null,null,null,null,null,null,null,null,null,null,null,null,null,null,null,null,null,null,null,null,null,null,null,null,null,null,null,null,null,null,null,null,null,null,null,null,null,7197.7922993951706,0.13893148876830341,3.800000000000002,11.135402153810725,1.064597846189276,{"$f":"IF(AN48<>\"\",Schadstoffbelastung!$K$4*Ergebnisse!AO48,\"\")","v":445.41608615242899},{"$f":"IF(AN48<>\"\",kf*Ergebnisse!AQ48*Ergebnisse!AM48,\"\")","v":6.1882319970507855E-4},1.3893148876830341E-6,1.389314887683034E-5,3.7645644018736002E-13,-2.5490439190214487E-13,2.8106908881587538E-3,3.4499549970921785E-2,null,7.6929962281942451E-6,0,2.6237563388790235E-3,1.6425752298674638E-10,0,7.6926631799921877E-6,0,2.6236427501932398E-3,8.8370987312445543E-7,0,2.9320259158315935E-7,0,9.9999029691796116E-5,5.0986621273838768E-12,0,4.2237442922374432E-3,2.6203145495284495E-3,7.6829047147027448E-6,2620.3145495284498,7.6829047147027447,3.2554115293293183E-2]
[null,null,null,null,null,null,null,null,null,null,null,null,null,null,null,null,null,null,null,null,null,"n-Pentan",{"$f":"VLOOKUP(V49,Stoffdatenbank!$A$4:$M$45,5,FALSE)","v":35.69},{"$f":"VLOOKUP(V49,Stoffdatenbank!$A$4:$M$45,4,FALSE)/1000","v":0.87},{"$f":"X49*foc","v":8.6999999999999994E-3},{"$f":"VLOOKUP(V49,Stoffdatenbank!$A$4:$M$45,7,FALSE)","v":6.8900000000000001E-6},{"$f":"VLOOKUP(V49,Stoffdatenbank!$A$4:$M$45,6,FALSE)","v":7.0099999999999996E-10},{"$f":"VLOOKUP(V49,Stoffdatenbank!$A$4:$M$45,8,FALSE)*1000*(1*10^-6)","v":0.04},{"$f":"VLOOKUP(V49,Stoffdatenbank!$A$4:$M$45,9,FALSE)","v":46219},{"$f":"VLOOKUP(V49,Stoffdatenbank!$A$4:$M$45,12,FALSE)/1000","v":7.1999999999999995E-2},{"$f":"IF(AF49<>\"\",AF49/$AF$55,\"\")","v":0.48847991673368979},{"$f":"IF(Schadstoffbelastung!Y35<>\"\",Schadstoffbelastung!Y35/1000000,\"\")","v":3.7578741569809145E-6},{"$f":"IF(Schadstoffbelastung!X35<>\"\",Schadstoffbelastung!X35,\"\")","v":""},{"$f":"IF(Schadstoffbelastung!Z35<>\"\",Schadstoffbelastung!Z35/1000000,\"\")","v":0},{"$f":"IF(Schadstoffbelastung!U35<>\"\",Schadstoffbelastung!U35/1000000,\"\")","v":""},{"$f":"IF(Schadstoffbelastung!W35<>\"\",Schadstoffbelastung!W35/1000000,\"\")","v":""},null,7393.8545246217182,0.13524745404037522,3.9000000000000021,11.149295302687555,1.0507046973124456,{"$f":"IF(AN49<>\"\",Schadstoffbelastung!$K$4*Ergebnisse!AO49,\"\")","v":445.97181210750222},{"$f":"IF(AN49<>\"\",kf*Ergebnisse!AQ49*Ergebnisse!AM49,\"\")","v":6.0316552161312272E-4},1.3524745404037526E-6,1.3524745404037526E-5,3.6775657574022025E-13,-2.4901358112088805E-13,2.736160031739899E-3,3.3702269392895369E-2,null,7.6929962281942451E-6,0,2.6237563388790235E-3,1.6425752298674638E-10,0,7.6926631799921877E-6,0,2.6236427501932398E-3,8.8370987312445543E-7,0,2.9320259158315935E-7,0,9.9999029691796116E-5,5.0986621273838768E-12,0,4.3378995433789955E-3,2.6202221598019774E-3,7.6826338230018875E-6,2620.2221598019773,7.682633823001888,3.3433956247165969E-2]
[null,null,null,null,null,null,null,null,null,null,null,null,null,null,null,null,null,null,null,null,null,"n-Hexan",{"$f":"VLOOKUP(V50,Stoffdatenbank!$A$4:$M$45,5,FALSE)","v":46.48},{"$f":"VLOOKUP(V50,Stoffdatenbank!$A$4:$M$45,4,FALSE)/1000","v":2.04},2.0400000000000001E-2,{"$f":"VLOOKUP(V50,Stoffdatenbank!$A$4:$M$45,7,FALSE)","v":6.3600000000000001E-6},{"$f":"VLOOKUP(V50,Stoffdatenbank!$A$4:$M$45,6,FALSE)","v":6.4900000000000003E-10},{"$f":"VLOOKUP(V50,Stoffdatenbank!$A$4:$M$45,8,FALSE)*1000*(1*10^-6)","v":0.01},{"$f":"VLOOKUP(V50,Stoffdatenbank!$A$4:$M$45,9,FALSE)","v":12922},{"$f":"VLOOKUP(V50,Stoffdatenbank!$A$4:$M$45,12,FALSE)/1000","v":8.5999999999999993E-2},6.1976628660642486E-3,{"$f":"IF(Schadstoffbelastung!Y36<>\"\",Schadstoffbelastung!Y36/1000000,\"\")","v":4.7678597052251802E-8},{"$f":"IF(Schadstoffbelastung!X36<>\"\",Schadstoffbelastung!X36/1000000,\"\")","v":8.0695784121430749E-5},{"$f":"IF(Schadstoffbelastung!Z36<>\"\",Schadstoffbelastung!Z36/1000000,\"\")","v":0},{"$f":"IF(Schadstoffbelastung!U36<>\"\",Schadstoffbelastung!U36/1000000,\"\")","v":0.13606699999999999},{"$f":"IF(Schadstoffbelastung!W36<>\"\",Schadstoffbelastung!W36/1000000,\"\")","v":2.5694425458051978E-3},null,7590.132326471803,0.13175000869383216,4.0000000000000018,11.162820048091593,1.0371799519084082,{"$f":"IF(AN50<>\"\",Schadstoffbelastung!$K$4*Ergebnisse!AO50,\"\")","v":446.51280192366369},{"$f":"IF(AN50<>\"\",kf*Ergebnisse!AQ50*Ergebnisse!AM50,\"\")","v":5.8828065535350047E-4},1.3175000869383215E-6,1.3175000869383214E-5,3.594687975927425E-13,-2.4340180025229335E-13,2.6654040220367584E-3,3.2942753587548751E-2,null,7.6929962281942451E-6,0,2.6237563388790235E-3,1.6425752298674638E-10,0,7.6926631799921877E-6,0,2.6236427501932398E-3,8.8370987312445543E-7,0,2.9320259158315935E-7,0,9.9999029691796116E-5,5.0986621273838768E-12,0,4.4520547945205479E-3,2.6201297733330765E-3,7.6823629408524058E-6,2620.1297733330766,7.6823629408524061,3.4313797201038755E-2]
[null,null,null,null,null,null,null,null,null,null,null,null,null,null,null,null,null,null,null,null,null,"n-Heptan",{"$f":"VLOOKUP(V51,Stoffdatenbank!$A$4:$M$45,5,FALSE)","v":69.3},{"$f":"VLOOKUP(V51,Stoffdatenbank!$A$4:$M$45,4,FALSE)/1000","v":5.25},5.2499999999999998E-2,{"$f":"VLOOKUP(V51,Stoffdatenbank!$A$4:$M$45,7,FALSE)","v":5.9200000000000001E-6},{"$f":"VLOOKUP(V51,Stoffdatenbank!$A$4:$M$45,6,FALSE)","v":6.0499999999999998E-10},{"$f":"VLOOKUP(V51,Stoffdatenbank!$A$4:$M$45,8,FALSE)*1000*(1*10^-6)","v":2.1999999999999997E-3},{"$f":"VLOOKUP(V51,Stoffdatenbank!$A$4:$M$45,9,FALSE)","v":3645},{"$f":"VLOOKUP(V51,Stoffdatenbank!$A$4:$M$45,12,FALSE)/1000","v":0.1},1.0644840800492031E-2,{"$f":"IF(Schadstoffbelastung!Y37<>\"\",Schadstoffbelastung!Y37/1000000,\"\")","v":8.1890720127913402E-8},{"$f":"IF(Schadstoffbelastung!X37<>\"\",Schadstoffbelastung!X37/1000000,\"\")","v":3.8909288261243485E-5},{"$f":"IF(Schadstoffbelastung!Z37<>\"\",Schadstoffbelastung!Z37/1000000,\"\")","v":0},{"$f":"IF(Schadstoffbelastung!U37<>\"\",Schadstoffbelastung!U37/1000000,\"\")","v":0.13606699999999999},{"$f":"IF(Schadstoffbelastung!W37<>\"\",Schadstoffbelastung!W37/1000000,\"\")","v":4.861385296663435E-4},null,7786.6201781059799,0.12842542426966519,4.1000000000000014,11.175995048960976,1.024004951039025,{"$f":"IF(AN51<>\"\",Schadstoffbelastung!$K$4*Ergebnisse!AO51,\"\")","v":447.03980195843906},{"$f":"IF(AN51<>\"\",kf*Ergebnisse!AQ51*Ergebnisse!AM51,\"\")","v":5.741127623193964E-4},1.2842542426966519E-6,1.2842542426966519E-5,3.5156409074748797E-13,-2.3804940279947912E-13,2.5981451217632267E-3,3.2218343537138615E-2,null,7.6929962281942451E-6,0,2.6237563388790235E-3,1.6425752298674638E-10,0,7.6926631799921877E-6,0,2.6236427501932398E-3,8.8370987312445543E-7,0,2.9320259158315935E-7,0,9.9999029691796116E-5,5.0986621273838768E-12,0,4.5662100456621002E-3,2.620037390121632E-3,7.6820920682539643E-6,2620.0373901216321,7.6820920682539651,3.5193638154911541E-2]
[null,null,null,null,null,null,null,null,null,null,null,null,null,null,null,null,null,null,null,null,null,"n-Octan",{"$f":"VLOOKUP(V52,Stoffdatenbank!$A$4:$M$45,5,FALSE)","v":70.89},{"$f":"VLOOKUP(V52,Stoffdatenbank!$A$4:$M$45,4,FALSE)/1000","v":17.38},0.17379999999999998,{"$f":"VLOOKUP(V52,Stoffdatenbank!$A$4:$M$45,7,FALSE)","v":5.5799999999999999E-6},{"$f":"VLOOKUP(V52,Stoffdatenbank!$A$4:$M$45,6,FALSE)","v":5.69E-10},{"$f":"VLOOKUP(V52,Stoffdatenbank!$A$4:$M$45,8,FALSE)*1000*(1*10^-6)","v":6.9999999999999999E-4},{"$f":"VLOOKUP(V52,Stoffdatenbank!$A$4:$M$45,9,FALSE)","v":1041},{"$f":"VLOOKUP(V52,Stoffdatenbank!$A$4:$M$45,12,FALSE)/1000","v":0.114},0.48847991673368979,{"$f":"IF(Schadstoffbelastung!Y38<>\"\",Schadstoffbelastung!Y38/1000000,\"\")","v":3.7578741569809145E-6},{"$f":"IF(Schadstoffbelastung!X38<>\"\",Schadstoffbelastung!X38/1000000,\"\")","v":3.5794539853322883E-5},{"$f":"IF(Schadstoffbelastung!Z38<>\"\",Schadstoffbelastung!Z38/1000000,\"\")","v":0},{"$f":"IF(Schadstoffbelastung!U38<>\"\",Schadstoffbelastung!U38/1000000,\"\")","v":0.13606699999999999},{"$f":"IF(Schadstoffbelastung!W38<>\"\",Schadstoffbelastung!W38/1000000,\"\")","v":1.3568459759427448E-4},null,7983.3128235652421,0.12526128213943766,4.2000000000000011,11.188837591387943,1.0111624086120585,{"$f":"IF(AN52<>\"\",Schadstoffbelastung!$K$4*Ergebnisse!AO52,\"\")","v":447.55350365551772},{"$f":"IF(AN52<>\"\",kf*Ergebnisse!AQ52*Ergebnisse!AM52,\"\")","v":5.6061125693887646E-4},1.2526128213943765E-6,1.2526128213943765E-5,3.4401611982256953E-13,-2.3293855667408454E-13,2.534132092513239E-3,3.1526625791590983E-2,null,7.6929962281942451E-6,0,2.6237563388790235E-3,1.6425752298674638E-10,0,7.6926631799921877E-6,0,2.6236427501932398E-3,8.8370987312445543E-7,0,2.9320259158315935E-7,0,9.9999029691796116E-5,5.0986621273838768E-12,0,4.6803652968036525E-3,2.6199450101675294E-3,7.6818212052062259E-6,2619.9450101675297,7.6818212052062265,3.6073479108784334E-2]
[null,null,null,null,null,null,null,null,null,null,null,null,null,null,null,null,null,null,null,null,null,"n-Nonan",{"$f":"VLOOKUP(V53,Stoffdatenbank!$A$4:$M$45,5,FALSE)","v":156.63},{"$f":"VLOOKUP(V53,Stoffdatenbank!$A$4:$M$45,4,FALSE)/1000","v":27.54},0.27539999999999998,{"$f":"VLOOKUP(V53,Stoffdatenbank!$A$4:$M$45,7,FALSE)","v":5.31E-6},{"$f":"VLOOKUP(V53,Stoffdatenbank!$A$4:$M$45,6,FALSE)","v":5.4099999999999999E-10},{"$f":"VLOOKUP(V53,Stoffdatenbank!$A$4:$M$45,8,FALSE)*1000*(1*10^-6)","v":1.1999999999999999E-4},{"$f":"VLOOKUP(V53,Stoffdatenbank!$A$4:$M$45,9,FALSE)","v":351},{"$f":"VLOOKUP(V53,Stoffdatenbank!$A$4:$M$45,12,FALSE)/1000","v":0.128},6.1976628660642486E-3,{"$f":"IF(Schadstoffbelastung!Y39<>\"\",Schadstoffbelastung!Y39/1000000,\"\")","v":4.7678597052251802E-8},{"$f":"IF(Schadstoffbelastung!X39<>\"\",Schadstoffbelastung!X39/1000000,\"\")","v":8.6537688847638427E-6},{"$f":"IF(Schadstoffbelastung!Z39<>\"\",Schadstoffbelastung!Z39/1000000,\"\")","v":0},{"$f":"IF(Schadstoffbelastung!U39<>\"\",Schadstoffbelastung!U39/1000000,\"\")","v":0.13606699999999999},{"$f":"IF(Schadstoffbelastung!W39<>\"\",Schadstoffbelastung!W39/1000000,\"\")","v":2.0716130525554408E-5},null,8180.2052584755056,0.12224632125995825,4.3000000000000007,11.201363719601886,0.99863628039811481,{"$f":"IF(AN53<>\"\",Schadstoffbelastung!$K$4*Ergebnisse!AO53,\"\")","v":448.05454878407545},{"$f":"IF(AN53<>\"\",kf*Ergebnisse!AQ53*Ergebnisse!AM53,\"\")","v":5.4773020312643729E-4},1.2224632125995825E-6,1.2224632125995825E-5,3.368009255089188E-13,-2.2805303866285969E-13,2.4731371147206941E-3,3.0865404650972914E-2,null,7.6929962281942451E-6,0,2.6237563388790235E-3,1.6425752298674638E-10,0,7.6926631799921877E-6,0,2.6236427501932398E-3,8.8370987312445543E-7,0,2.9320259158315935E-7,0,9.9999029691796116E-5,5.0986621273838768E-12,0,4.7945205479452057E-3,2.6198526334706537E-3,7.6815503517088534E-6,2619.8526334706539,7.6815503517088537,3.6953320062657127E-2]
[null,null,null,null,null,null,null,null,null,null,null,null,null,null,null,null,null,null,null,null,null,"n-Decan",{"$f":"VLOOKUP(V54,Stoffdatenbank!$A$4:$M$45,5,FALSE)","v":140.30000000000001},{"$f":"VLOOKUP(V54,Stoffdatenbank!$A$4:$M$45,4,FALSE)/1000","v":218.78},2.1878000000000002,{"$f":"VLOOKUP(V54,Stoffdatenbank!$A$4:$M$45,7,FALSE)","v":5.0499999999999999E-6},{"$f":"VLOOKUP(V54,Stoffdatenbank!$A$4:$M$45,6,FALSE)","v":5.1299999999999999E-10},{"$f":"VLOOKUP(V54,Stoffdatenbank!$A$4:$M$45,8,FALSE)*1000*(1*10^-6)","v":4.9999999999999996E-5},{"$f":"VLOOKUP(V54,Stoffdatenbank!$A$4:$M$45,9,FALSE)","v":118},{"$f":"VLOOKUP(V54,Stoffdatenbank!$A$4:$M$45,12,FALSE)/1000","v":0.14199999999999999},0,{"$f":"IF(Schadstoffbelastung!Y40<>\"\",Schadstoffbelastung!Y40/1000000,\"\")","v":0},{"$f":"IF(Schadstoffbelastung!X40<>\"\",Schadstoffbelastung!X40/1000000,\"\")","v":2.5793173269718409E-5},{"$f":"IF(Schadstoffbelastung!Z40<>\"\",Schadstoffbelastung!Z40/1000000,\"\")","v":0},{"$f":"IF(Schadstoffbelastung!U40<>\"\",Schadstoffbelastung!U40/1000000,\"\")","v":0.13606699999999999},{"$f":"IF(Schadstoffbelastung!W40<>\"\",Schadstoffbelastung!W40/1000000,\"\")","v":7.7807063006777122E-6},null,8377.2927125592778,0.1193703066505951,4.4000000000000004,11.213588351727882,0.98641164827211902,{"$f":"IF(AN54<>\"\",Schadstoffbelastung!$K$4*Ergebnisse!AO54,\"\")","v":448.54353406911525},{"$f":"IF(AN54<>\"\",kf*Ergebnisse!AQ54*Ergebnisse!AM54,\"\")","v":5.3542779207971941E-4},1.193703066505951E-6,1.1937030665059509E-5,3.2989666147639563E-13,-2.2337805628278333E-13,2.4149531268543474E-3,3.0232678054812348E-2,null,7.6929962281942451E-6,0,2.6237563388790235E-3,1.6425752298674638E-10,0,7.6926631799921877E-6,0,2.6236427501932398E-3,8.8370987312445543E-7,0,2.9320259158315935E-7,0,9.9999029691796116E-5,5.0986621273838768E-12,0,4.9086757990867581E-3,2.6197602600308897E-3,7.6812795077615097E-6,2619.7602600308896,7.6812795077615101,3.7833161016529913E-2]
[null,null,null,null,null,null,null,null,null,null,null,null,null,null,null,null,null,null,null,null,null,"Summe n-Alkane",{"$f":"SUM(IF($AE$49:$AE$54<>\"\",W49:W54*$AE$49:$AE$54,0))","v":54.058684297677061},{"$f":"SUMPRODUCT(X49:X54,AE49:AE54)*0.03","v":0.27461912286511808},{"$f":"SUM(IF($AE$49:$AE$54<>\"\",Y49:Y54*$AE$49:$AE$54,0))","v":9.1539707621706004E-2},{"$f":"SUM(IF($AE$49:$AE$54<>\"\",Z49:Z54*$AE$49:$AE$54,0))","v":6.2266887448549949E-6},{"$f":"SUM(IF($AE$49:$AE$54<>\"\",AA49:AA54*$AE$49:$AE$54,0))","v":6.3418484174670015E-10},{"$f":"SUM(IF($AE$49:$AE$54<>\"\",AB49:AB54*$AE$49:$AE$54,0))","v":1.9967271609026831E-2},{"$f":"SUM(IF($AE$49:$AE$54<>\"\",AC49:AC54*$AE$49:$AE$54,0))","v":23206.622888773236},{"$f":"SUM(IF($AE$49:$AE$54<>\"\",AD49:AD54*$AE$49:$AE$54,0))","v":9.3248048445853243E-2},{"$f":"IF(SUM(AE49:AE54)<>0,SUM(AE49:AE54),\"\")","v":1.0000000000000002},{"$f":"IF(SUM(AF49:AF54)<>0,SUM(AF49:AF54),\"\")","v":7.6929962281942451E-6},{"$f":"IF(SUM(AG49:AG54)<>0,SUM(AG49:AG54),\"\")","v":1.8984655439047935E-4},{"$f":"IF(SUM(AH49:AH54)<>0,SUM(AH49:AH54),0)","v":0},{"$f":"IF(SUM(AI49:AI54)<>0,SUM(AI49:AI54),\"\")","v":0.68033499999999991},{"$f":"IF(SUM(AJ49:AJ54)<>0,SUM(AJ49:AJ54),\"\")","v":3.219762509892048E-3},null,8574.5706336985168,0.11662391537949943,4.5,11.225525382392942,0.97447461760705956,{"$f":"IF(AN55<>\"\",Schadstoffbelastung!$K$4*Ergebnisse!AO55,\"\")","v":449.02101529571769},{"$f":"IF(AN55<>\"\",kf*Ergebnisse!AQ55*Ergebnisse!AM55,\"\")","v":5.2366588891464695E-4},1.1662391537949942E-6,1.1662391537949941E-5,3.2328336556800823E-13,-2.1890009285318325E-13,2.3593915188314116E-3,2.9626616613678942E-2,null,7.6929962281942451E-6,0,2.6237563388790235E-3,1.6425752298674638E-10,0,7.6926631799921877E-6,0,2.6236427501932398E-3,8.8370987312445543E-7,0,2.9320259158315935E-7,0,9.9999029691796116E-5,5.0986621273838768E-12,0,5.0228310502283104E-3,2.6196678898481223E-3,7.6810086733638577E-6,2619.6678898481223,7.6810086733638583,3.87130019704027E-2]
[null,null,null,null,null,null,null,null,null,null,null,null,null,null,null,null,null,null,null,null,null,"Mittelwert",{"$f":"AVERAGE(W49:W54)","v":86.548333333333332},{"$f":"AVERAGE(X49:X54)","v":45.31},0.45310000000000006,5.8516666666666668E-6,5.9633333333333334E-10,8.8450000000000004E-3,10716,0.107,null,{"$f":"AVERAGE(AF49:AF54)","v":1.2821660380323743E-6},null,null,null,null,null,8772.034673423499,0.11399863740047463,4.5999999999999996,11.237187773930891,0.96281222606910966,{"$f":"IF(AN56<>\"\",Schadstoffbelastung!$K$4*Ergebnisse!AO56,\"\")","v":449.48751095723566},{"$f":"IF(AN56<>\"\",kf*Ergebnisse!AQ56*Ergebnisse!AM56,\"\")","v":5.1240963777655782E-4},1.1399863740047466E-6,1.1399863740047464E-5,3.1694276016913927E-13,-2.1460677232269703E-13,2.3062801258711407E-3,2.904554531444627E-2,null,7.6929962281942451E-6,0,2.6237563388790235E-3,1.6425752298674638E-10,0,7.6926631799921877E-6,0,2.6236427501932398E-3,8.8370987312445543E-7,0,2.9320259158315935E-7,0,9.9999029691796116E-5,5.0986621273838768E-12,0,5.1369863013698627E-3,2.6195755229222375E-3,7.6807378485155619E-6,2619.5755229222377,7.6807378485155624,3.9592842924275486E-2]
[null,null,null,null,null,null,null,null,null,null,null,null,null,null,null,null,null,null,null,null,null,null,null,null,null,null,null,null,null,null,null,null,null,null,null,null,null,8969.6806736476028,0.11148668903430843,4.6999999999999993,11.248587637670939,0.95141236232906223,{"$f":"IF(AN57<>\"\",Schadstoffbelastung!$K$4*Ergebnisse!AO57,\"\")","v":449.94350550683754},{"$f":"IF(AN57<>\"\",kf*Ergebnisse!AQ57*Ergebnisse!AM57,\"\")","v":5.0162711681447448E-4},1.1148668903430844E-6,1.1148668903430843E-5,3.1085807749531376E-13,-2.1048674096895772E-13,2.2554614781556247E-3,2.8487927509160835E-2,null,7.6929962281942451E-6,0,2.6237563388790235E-3,1.6425752298674638E-10,0,7.6926631799921877E-6,0,2.6236427501932398E-3,8.8370987312445543E-7,0,2.9320259158315935E-7,0,9.9999029691796116E-5,5.0986621273838768E-12,0,5.2511415525114159E-3,2.6194831592531204E-3,7.6804670332162854E-6,2619.4831592531204,7.6804670332162859,4.0472683878148279E-2]
[null,null,null,null,null,null,null,null,null,null,null,null,null,null,null,null,null,null,null,null,null,null,null,null,null,null,null,null,null,null,null,null,null,null,null,null,null,9167.5046545276691,0.10908093725440476,4.7999999999999989,11.25973630657437,0.94026369342563143,{"$f":"IF(AN58<>\"\",Schadstoffbelastung!$K$4*Ergebnisse!AO58,\"\")","v":450.38945226297477},{"$f":"IF(AN58<>\"\",kf*Ergebnisse!AQ58*Ergebnisse!AM58,\"\")","v":4.9128903582343288E-4},1.0908093725440479E-6,1.0908093725440479E-5,3.0501390623699322E-13,-2.0652956355944714E-13,2.2067912690698814E-3,2.7952350861130296E-2,null,7.6929962281942451E-6,0,2.6237563388790235E-3,1.6425752298674638E-10,0,7.6926631799921877E-6,0,2.6236427501932398E-3,8.8370987312445543E-7,0,2.9320259158315935E-7,0,9.9999029691796116E-5,5.0986621273838768E-12,0,5.3652968036529683E-3,2.6193907988406552E-3,7.6801962274656908E-6,2619.3907988406554,7.6801962274656912,4.1352524832021065E-2]
[null,null,null,null,null,null,null,null,null,null,null,null,null,null,null,null,null,null,null,null,null,"MTBE (Methyl-tert-butylether)",{"$f":"VLOOKUP(V59,Stoffdatenbank!$A$4:$M$45,5,FALSE)","v":2.7E-2},{"$f":"VLOOKUP(V59,Stoffdatenbank!$A$4:$M$45,4,FALSE)/1000","v":1.0999999999999999E-2},{"$f":"X59*foc","v":1.0999999999999999E-4},{"$f":"VLOOKUP(V59,Stoffdatenbank!$A$4:$M$45,7,FALSE)","v":8.2859999999999999E-6},{"$f":"VLOOKUP(V59,Stoffdatenbank!$A$4:$M$45,6,FALSE)","v":9.5130000000000001E-10},{"$f":"VLOOKUP(V59,Stoffdatenbank!$A$4:$M$45,8,FALSE)*1000*(1*10^-6)","v":51.259},{"$f":"VLOOKUP(V59,Stoffdatenbank!$A$4:$M$45,9,FALSE)","v":33300},{"$f":"VLOOKUP(V59,Stoffdatenbank!$A$4:$M$45,12,FALSE)/1000","v":8.814799999999999E-2},{"$f":"IF(AF59<>\"\",AF59/$AF$62,\"\")","v":0.96666978747308308},{"$f":"IF(Schadstoffbelastung!Y42<>\"\",Schadstoffbelastung!Y42/1000000,\"\")","v":3.7578741569809145E-6},{"$f":"IF(Schadstoffbelastung!X42<>\"\",Schadstoffbelastung!X42/1000000,\"\")","v":1.8343762405739726E-2},{"$f":"IF(Schadstoffbelastung!Z42<>\"\",Schadstoffbelastung!Z42/1000000,\"\")","v":0},{"$f":"IF(Schadstoffbelastung!U42<>\"\",Schadstoffbelastung!U42/1000000,\"\")","v":0.13606699999999999},{"$f":"IF(Schadstoffbelastung!W42<>\"\",Schadstoffbelastung!W42/1000000,\"\")","v":27.518395448154401},null,9365.5028033227391,0.10677483323641861,4.8999999999999986,11.27064440029981,0.92935559970019099,{"$f":"IF(AN59<>\"\",Schadstoffbelastung!$K$4*Ergebnisse!AO59,\"\")","v":450.82577601199239},{"$f":"IF(AN59<>\"\",kf*Ergebnisse!AQ59*Ergebnisse!AM59,\"\")","v":4.81368470523595E-4},1.0677483323641862E-6,1.0677483323641861E-5,2.9939605657137523E-13,-2.027256319489285E-13,2.1601370108598537E-3,2.7437514974216915E-2,null,7.6929962281942451E-6,0,2.6237563388790235E-3,1.6425752298674638E-10,0,7.6926631799921877E-6,0,2.6236427501932398E-3,8.8370987312445543E-7,0,2.9320259158315935E-7,0,9.9999029691796116E-5,5.0986621273838768E-12,0,5.4794520547945206E-3,2.6192984416847282E-3,7.6799254312634429E-6,2619.2984416847285,7.6799254312634435,4.2232365785893858E-2]
[null,null,null,null,null,null,null,null,null,null,null,null,null,null,null,null,null,null,null,null,null,"ETBE (Ethyl-tert-butylether)",{"$f":"VLOOKUP(V60,Stoffdatenbank!$A$4:$M$45,5,FALSE)","v":8.1000000000000003E-2},{"$f":"VLOOKUP(V60,Stoffdatenbank!$A$4:$M$45,4,FALSE)/1000","v":8.9999999999999993E-3},{"$f":"X60*foc","v":8.9999999999999992E-5},{"$f":"VLOOKUP(V60,Stoffdatenbank!$A$4:$M$45,7,FALSE)","v":6.9444444444444439E-6},{"$f":"VLOOKUP(V60,Stoffdatenbank!$A$4:$M$45,6,FALSE)","v":7.3379629629629627E-10},{"$f":"VLOOKUP(V60,Stoffdatenbank!$A$4:$M$45,8,FALSE)*1000*(1*10^-6)","v":12},{"$f":"VLOOKUP(V60,Stoffdatenbank!$A$4:$M$45,9,FALSE)","v":16500},{"$f":"VLOOKUP(V60,Stoffdatenbank!$A$4:$M$45,12,FALSE)/1000","v":0.10217480000000001},{"$f":"IF(AF60<>\"\",AF60/$AF$62,\"\")","v":1.2264769216365511E-2},{"$f":"IF(Schadstoffbelastung!Y43<>\"\",Schadstoffbelastung!Y43/1000000,\"\")","v":4.7678597052251802E-8},{"$f":"IF(Schadstoffbelastung!X43<>\"\",Schadstoffbelastung!X43/1000000,\"\")","v":3.5364279466254173E-3},{"$f":"IF(Schadstoffbelastung!Z43<>\"\",Schadstoffbelastung!Z43/1000000,\"\")","v":0},{"$f":"IF(Schadstoffbelastung!U43<>\"\",Schadstoffbelastung!U43/1000000,\"\")","v":0.13606699999999999},{"$f":"IF(Schadstoffbelastung!W43<>\"\",Schadstoffbelastung!W43/1000000,\"\")","v":5.5577996960952651},null,9563.6714641723956,0.1045623538769828,4.9999999999999982,11.281321883623452,0.91867811637654917,{"$f":"IF(AN60<>\"\",Schadstoffbelastung!$K$4*Ergebnisse!AO60,\"\")","v":451.25287534493805},{"$f":"IF(AN60<>\"\",kf*Ergebnisse!AQ60*Ergebnisse!AM60,\"\")","v":4.7184062839823428E-4},1.0456235387698283E-6,1.0456235387698282E-5,2.9399144101990692E-13,-1.990660844062533E-13,2.1153768515112677E-3,2.6942220474277676E-2,null,7.6929962281942451E-6,0,2.6237563388790235E-3,1.6425752298674638E-10,0,7.6926631799921877E-6,0,2.6236427501932398E-3,8.8370987312445543E-7,0,2.9320259158315935E-7,0,9.9999029691796116E-5,5.0986621273838768E-12,0,5.5936073059360729E-3,2.6192060877852238E-3,7.6796546446092028E-6,2619.2060877852241,7.6796546446092027,4.3112206739766644E-2]
[null,null,null,null,null,null,null,null,null,null,null,null,null,null,null,null,null,null,null,null,null,"TBA (tert-Butylalkohol) ",{"$f":"VLOOKUP(V61,Stoffdatenbank!$A$4:$M$45,5,FALSE)","v":6.0999999999999997E-4},{"$f":"VLOOKUP(V61,Stoffdatenbank!$A$4:$M$45,4,FALSE)/1000","v":3.6999999999999998E-2},{"$f":"X61*foc","v":3.6999999999999999E-4},{"$f":"VLOOKUP(V61,Stoffdatenbank!$A$4:$M$45,7,FALSE)","v":6.0971302428256071E-6},{"$f":"VLOOKUP(V61,Stoffdatenbank!$A$4:$M$45,6,FALSE)","v":6.9999999999999996E-10},"keine Angabe",{"$f":"VLOOKUP(V61,Stoffdatenbank!$A$4:$M$45,9,FALSE)","v":5430},{"$f":"VLOOKUP(V61,Stoffdatenbank!$A$4:$M$45,12,FALSE)/1000","v":7.4121599999999996E-2},{"$f":"IF(AF61<>\"\",AF61/$AF$62,\"\")","v":2.1065443310551449E-2},{"$f":"IF(Schadstoffbelastung!Y44<>\"\",Schadstoffbelastung!Y44/1000000,\"\")","v":8.1890720127913402E-8},{"$f":"IF(Schadstoffbelastung!X44<>\"\",Schadstoffbelastung!X44/1000000,\"\")","v":""},{"$f":"IF(Schadstoffbelastung!Z44<>\"\",Schadstoffbelastung!Z44/1000000,\"\")","v":0},{"$f":"IF(Schadstoffbelastung!U44<>\"\",Schadstoffbelastung!U44/1000000,\"\")","v":""},{"$f":"IF(Schadstoffbelastung!W44<>\"\",Schadstoffbelastung!W44/1000000,\"\")","v":""},null,9762.0071286717011,0.10243795018986682,5.0999999999999979,11.29177811901115,0.90822188098885093,{"$f":"IF(AN61<>\"\",Schadstoffbelastung!$K$4*Ergebnisse!AO61,\"\")","v":451.67112476044599},{"$f":"IF(AN61<>\"\",kf*Ergebnisse!AQ61*Ergebnisse!AM61,\"\")","v":4.6268264180411686E-4},1.0243795018986682E-6,1.0243795018986682E-5,2.8878796902010664E-13,-1.9554273422733542E-13,2.0723985307642286E-3,2.6465359347423115E-2,null,7.6929962281942451E-6,0,2.6237563388790235E-3,1.6425752298674638E-10,0,7.6926631799921877E-6,0,2.6236427501932398E-3,8.8370987312445543E-7,0,2.9320259158315935E-7,0,9.9999029691796116E-5,5.0986621273838768E-12,0,5.7077625570776253E-3,2.6191137371420277E-3,7.679383867502635E-6,2619.1137371420277,7.6793838675026356,4.399204769363943E-2]
[null,null,null,null,null,null,null,null,null,null,null,null,null,null,null,null,null,null,null,null,null,"Summe Oxigenate",{"$f":"SUM(IF($AE$59:$AE$61<>\"\",W59:W61*$AE$59:$AE$61,0))","v":2.7106380488718284E-2},{"$f":"SUMPRODUCT(X59:X61,AE59:AE61)*15","v":0.17284757981462409},{"$f":"SUM(IF($AE$59:$AE$61<>\"\",Y59:Y61*$AE$59:$AE$61,0))","v":1.1523171987641607E-4},{"$f":"SUM(IF($AE$59:$AE$61<>\"\",Z59:Z61*$AE$59:$AE$61,0))","v":8.2234366189362395E-6},{"$f":"SUM(IF($AE$59:$AE$61<>\"\",AA59:AA61*$AE$59:$AE$61,0))","v":9.4333862136642775E-10},{"$f":"SUM(IF($AE$59:$AE$60<>\"\",AB59:AB60*$AE$59:$AE$60,0))","v":49.697703866679149},{"$f":"SUM(IF($AE$59:$AE$61<>\"\",AC59:AC61*$AE$59:$AE$61,0))","v":32506.857972099991},{"$f":"SUM(IF($AE$59:$AE$61<>\"\",AD59:AD61*$AE$59:$AE$61,0))","v":8.8024563130793002E-2},{"$f":"IF(SUM(AE59:AE61)<>0,SUM(AE59:AE61),\"\")","v":1},{"$f":"IF(SUM(AF59:AF61)<>0,SUM(AF59:AF61),\"\")","v":3.8874434741610796E-6},{"$f":"IF(SUM(AG59:AG61)<>0,SUM(AG59:AG61),\"\")","v":2.1880190352365145E-2},{"$f":"IF(SUM(AH59:AH61)<>0,SUM(AH59:AH61),0)","v":0},{"$f":"IF(SUM(AI59:AI61)<>0,SUM(AI59:AI61),\"\")","v":0.27213399999999999},{"$f":"IF(SUM(AJ59:AJ61)<>0,SUM(AJ59:AJ61),\"\")","v":33.076195144249667},null,9960.5064272006475,0.10039650165468963,5.1999999999999975,11.302021914030137,0.89797808596986428,{"$f":"IF(AN62<>\"\",Schadstoffbelastung!$K$4*Ergebnisse!AO62,\"\")","v":452.08087656120546},{"$f":"IF(AN62<>\"\",kf*Ergebnisse!AQ62*Ergebnisse!AM62,\"\")","v":4.5387338471730606E-4},1.0039650165468963E-6,1.0039650165468963E-5,2.8377445340044893E-13,-1.9214800640787051E-13,2.0310984565525673E-3,2.6005906369106966E-2,null,7.6929962281942451E-6,0,2.6237563388790235E-3,1.6425752298674638E-10,0,7.6926631799921877E-6,0,2.6236427501932398E-3,8.8370987312445543E-7,0,2.9320259158315935E-7,0,9.9999029691796116E-5,5.0986621273838768E-12,0,5.8219178082191785E-3,2.6190213897550252E-3,7.6791130999434042E-6,2619.0213897550252,7.6791130999434047,4.4871888647512223E-2]
[null,null,null,null,null,null,null,null,null,null,null,null,null,null,null,null,null,null,null,null,null,"Mittelwert",{"$f":"AVERAGE(W59:W61)","v":3.620333333333333E-2},{"$f":"AVERAGE(X59:X61)","v":1.9E-2},1.8999999999999998E-4,7.1091915624233506E-6,7.9503209876543215E-10,31.6295,18410,8.8148133333333337E-2,null,{"$f":"AVERAGE(AF59:AF61)","v":1.2958144913870266E-6},null,null,null,null,null,10159.166120897475,9.8433275733427542E-2,5.2999999999999972,11.312061564195606,0.88793843580439535,{"$f":"IF(AN63<>\"\",Schadstoffbelastung!$K$4*Ergebnisse!AO63,\"\")","v":452.4824625678242},{"$f":"IF(AN63<>\"\",kf*Ergebnisse!AQ63*Ergebnisse!AM63,\"\")","v":4.4539331002478946E-4},9.8433275733427538E-7,9.843327573342753E-6,2.7894052721759713E-13,-1.8887488133255918E-13,1.9913808859916499E-3,2.5562911482851221E-2,null,7.6929962281942451E-6,0,2.6237563388790235E-3,1.6425752298674638E-10,0,7.6926631799921877E-6,0,2.6236427501932398E-3,8.8370987312445543E-7,0,2.9320259158315935E-7,0,9.9999029691796116E-5,5.0986621273838768E-12,0,5.9360730593607308E-3,2.6189290456241007E-3,7.6788423419311715E-6,2618.929045624101,7.6788423419311718,4.5751729601385009E-2]
[null,null,null,null,null,null,null,null,null,null,null,null,null,null,null,null,null,null,null,null,null,null,null,null,null,null,null,null,null,null,null,null,null,null,null,null,null,10357.983094264304,9.6543891885066194E-2,5.3999999999999968,11.321904891768948,0.87809510823105263,{"$f":"IF(AN64<>\"\",Schadstoffbelastung!$K$4*Ergebnisse!AO64,\"\")","v":452.87619567075797},{"$f":"IF(AN64<>\"\",kf*Ergebnisse!AQ64*Ergebnisse!AM64,\"\")","v":4.3722430472157745E-4},9.654389188506621E-7,9.6543891885066202E-6,2.742765696372324E-13,-1.8571684458788672E-13,1.9531571973671084E-3,2.5135493007752294E-2,null,7.6929962281942451E-6,0,2.6237563388790235E-3,1.6425752298674638E-10,0,7.6926631799921877E-6,0,2.6236427501932398E-3,8.8370987312445543E-7,0,2.9320259158315935E-7,0,9.9999029691796116E-5,5.0986621273838768E-12,0,6.0502283105022831E-3,2.6188367047491399E-3,7.6785715934656015E-6,2618.8367047491402,7.6785715934656018,4.6631570555257795E-2]
[null,null,null,null,null,null,null,null,null,null,null,null,null,null,null,null,null,null,null,null,null,null,null,null,null,null,null,null,null,null,null,null,null,null,null,null,null,10556.954348278761,9.472428950713796E-2,5.4999999999999964,11.331559280957455,0.86844071904254605,{"$f":"IF(AN65<>\"\",Schadstoffbelastung!$K$4*Ergebnisse!AO65,\"\")","v":453.26237123829821},{"$f":"IF(AN65<>\"\",kf*Ergebnisse!AQ65*Ergebnisse!AM65,\"\")","v":4.293495607586841E-4},9.4724289507137975E-7,9.4724289507137975E-6,2.6977363973107428E-13,-1.8266784213507716E-13,1.9163452415674833E-3,2.4722831571449746E-2,null,7.6929962281942451E-6,0,2.6237563388790235E-3,1.6425752298674638E-10,0,7.6926631799921877E-6,0,2.6236427501932398E-3,8.8370987312445543E-7,0,2.9320259158315935E-7,0,9.9999029691796116E-5,5.0986621273838768E-12,0,6.1643835616438354E-3,2.6187443671300279E-3,7.6783008545463572E-6,2618.744367130028,7.6783008545463574,4.7511411509130588E-2]
[null,null,null,null,null,null,null,null,null,null,null,null,null,null,null,null,null,null,null,null,null,null,null,null,null,null,null,null,null,null,null,null,null,null,null,null,null,10756.076994052419,9.2970699312857952E-2,5.5999999999999961,11.341031709908169,0.85896829009183229,{"$f":"IF(AN66<>\"\",Schadstoffbelastung!$K$4*Ergebnisse!AO66,\"\")","v":453.64126839632672},{"$f":"IF(AN66<>\"\",kf*Ergebnisse!AQ66*Ergebnisse!AM66,\"\")","v":4.2175345959978382E-4},9.2970699312857952E-7,9.2970699312857946E-6,2.654234172172479E-13,-1.797222401844928E-13,1.8808687630216647E-3,2.4324164679403251E-2,null,7.6929962281942451E-6,0,2.6237563388790235E-3,1.6425752298674638E-10,0,7.6926631799921877E-6,0,2.6236427501932398E-3,8.8370987312445543E-7,0,null,null,null,null,null,6.2785388127853878E-3,2.6186520327666505E-3,7.678030125173103E-6,2618.6520327666508,7.6780301251731036,4.8391252463003374E-2]
[null,null,null,null,null,null,null,null,null,null,null,null,null,null,null,null,null,null,null,null,null,null,null,null,null,null,null,null,null,null,null,null,null,null,null,null,null,10955.348246897871,9.1279617723074899E-2,5.6999999999999957,11.350328779839455,0.84967122016054653,{"$f":"IF(AN67<>\"\",Schadstoffbelastung!$K$4*Ergebnisse!AO67,\"\")","v":454.01315119357821},{"$f":"IF(AN67<>\"\",kf*Ergebnisse!AQ67*Ergebnisse!AM67,\"\")","v":4.1442146882198427E-4},9.12796177230749E-7,9.1279617723074902E-6,2.6121814930942527E-13,-1.7687478920637793E-13,1.8466568816283618E-3,2.3938781843995165E-2,null,7.6929962281942451E-6,0,2.6237563388790235E-3,1.6425752298674638E-10,0,7.6926631799921877E-6,0,2.6236427501932398E-3,8.8370987312445543E-7,0,null,null,null,null,null,6.392694063926941E-3,2.6185597016588919E-3,7.6777594053455018E-6,2618.5597016588922,7.6777594053455021,4.9271093416876167E-2]
[null,null,null,null,null,null,null,null,null,null,null,null,null,null,null,null,null,null,null,null,null,null,null,null,null,null,null,null,null,null,null,null,null,null,null,null,null,11154.765420842457,8.9647783908706521E-2,5.7999999999999954,11.359456741611762,0.84054325838823907,{"$f":"IF(AN68<>\"\",Schadstoffbelastung!$K$4*Ergebnisse!AO68,\"\")","v":454.37826966447051},{"$f":"IF(AN68<>\"\",kf*Ergebnisse!AQ68*Ergebnisse!AM68,\"\")","v":4.0734004931692431E-4},8.9647783908706523E-7,8.9647783908706523E-6,2.5715060294959794E-13,-1.7412059158694144E-13,1.8136436283069091E-3,2.3566020207004539E-2,null,7.6929962281942451E-6,0,2.6237563388790235E-3,1.6425752298674638E-10,0,7.6926631799921877E-6,0,2.6236427501932398E-3,8.8370987312445543E-7,0,null,null,null,null,null,6.5068493150684933E-3,2.6184673738066382E-3,7.6774886950632165E-6,2618.4673738066381,7.6774886950632171,5.0150934370748954E-2]
[null,null,null,null,null,null,null,null,null,null,null,null,null,null,null,null,null,null,null,null,null,null,null,null,null,null,null,null,null,null,null,null,null,null,null,null,null,11354.325923504379,8.807215916974119E-2,5.899999999999995,11.368421520002633,0.83157847999736845,{"$f":"IF(AN69<>\"\",Schadstoffbelastung!$K$4*Ergebnisse!AO69,\"\")","v":454.73686080010532},{"$f":"IF(AN69<>\"\",kf*Ergebnisse!AQ69*Ergebnisse!AM69,\"\")","v":4.0049657184735324E-4},8.8072159169741206E-7,8.8072159169741199E-6,2.5321402179864456E-13,-1.7145507250601455E-13,1.7817675278186105E-3,2.3205260598099152E-2,null,7.6929962281942451E-6,0,2.6237563388790235E-3,1.6425752298674638E-10,0,7.6926631799921877E-6,0,2.6236427501932398E-3,8.8370987312445543E-7,0,null,null,null,null,null,6.6210045662100456E-3,2.6183750492097739E-3,7.6772179943259101E-6,2618.3750492097738,7.6772179943259102,5.103077532462174E-2]
[null,null,null,null,null,null,null,null,null,null,null,null,null,null,null,null,null,null,null,null,null,null,null,null,null,null,null,null,null,null,null,null,null,null,null,null,null,11554.027251314974,8.6549908378153212E-2,5.9999999999999947,11.377228735919607,0.82277126408039436,{"$f":"IF(AN70<>\"\",Schadstoffbelastung!$K$4*Ergebnisse!AO70,\"\")","v":455.08914943678428},{"$f":"IF(AN70<>\"\",kf*Ergebnisse!AQ70*Ergebnisse!AM70,\"\")","v":3.9387924187645357E-4},8.6549908378153218E-7,8.6549908378153216E-6,2.4940208743954637E-13,-1.6887395366715707E-13,1.7509712233426383E-3,2.2855923979386687E-2,null,7.6929962281942451E-6,0,2.6237563388790235E-3,1.6425752298674638E-10,0,7.6926631799921877E-6,0,2.6236427501932398E-3,8.8370987312445543E-7,0,null,null,null,null,null,6.735159817351598E-3,2.6182827278681845E-3,7.6769473031332471E-6,2618.2827278681848,7.6769473031332476,5.1910616278494526E-2]
[null,null,null,null,null,null,null,null,null,null,null,null,null,null,null,null,null,null,null,null,null,null,null,null,null,null,null,null,null,null,null,null,null,null,null,null,null,11753.866985076278,8.507838324780112E-2,6.0999999999999943,11.385883726757422,0.81411627324257907,{"$f":"IF(AN71<>\"\",Schadstoffbelastung!$K$4*Ergebnisse!AO71,\"\")","v":455.43534907029687},{"$f":"IF(AN71<>\"\",kf*Ergebnisse!AQ71*Ergebnisse!AM71,\"\")","v":3.8747703172798808E-4},8.5078383247801137E-7,8.5078383247801137E-6,2.4570888431839975E-13,-1.6637322955868267E-13,1.7212011380132075E-3,2.2517468232508383E-2,null,7.6929962281942451E-6,0,2.6237563388790235E-3,1.6425752298674638E-10,0,7.6926631799921877E-6,0,2.6236427501932398E-3,8.8370987312445543E-7,0,null,null,null,null,null,6.8493150684931503E-3,2.6181904097817552E-3,7.6766766214848903E-6,2618.1904097817555,7.6766766214848907,5.2790457232367319E-2]
[null,null,null,null,null,null,null,null,null,null,null,null,null,null,null,null,null,null,null,null,null,null,null,null,null,null,null,null,null,null,null,null,null,null,null,null,null,11953.842785775802,8.3655107225429085E-2,6.199999999999994,11.394391565082202,0.80560843491779899,{"$f":"IF(AN72<>\"\",Schadstoffbelastung!$K$4*Ergebnisse!AO72,\"\")","v":455.77566260328808},{"$f":"IF(AN72<>\"\",kf*Ergebnisse!AQ72*Ergebnisse!AM72,\"\")","v":3.8127961925819056E-4},8.3655107225429087E-7,8.3655107225429078E-6,2.4212886800988464E-13,-1.6394914596572402E-13,1.6924071692529118E-3,2.2189385250395335E-2,null,7.6929962281942451E-6,0,2.6237563388790235E-3,1.6425752298674638E-10,0,7.6926631799921877E-6,0,2.6236427501932398E-3,8.8370987312445543E-7,0,null,null,null,null,null,6.9634703196347035E-3,2.6180980949503719E-3,7.6764059493805043E-6,2618.0980949503719,7.6764059493805048,5.3670298186240112E-2]
[null,null,null,null,null,null,null,null,null,null,null,null,null,null,null,null,null,null,null,null,null,null,null,null,null,null,null,null,null,null,null,null,null,null,null,null,null,12153.952390715664,8.2277761822062992E-2,6.2999999999999936,11.402757075804745,0.79724292419525611,{"$f":"IF(AN73<>\"\",Schadstoffbelastung!$K$4*Ergebnisse!AO73,\"\")","v":456.11028303218978},{"$f":"IF(AN73<>\"\",kf*Ergebnisse!AQ73*Ergebnisse!AM73,\"\")","v":3.7527733231916251E-4},8.2277761822062996E-7,8.2277761822062996E-6,2.3865683644308265E-13,-1.6159818048679573E-13,1.6645424122463516E-3,2.1871198300319816E-2,null,7.6929962281942451E-6,0,2.6237563388790235E-3,1.6425752298674638E-10,0,7.6926631799921877E-6,0,2.6236427501932398E-3,8.8370987312445543E-7,0,null,null,null,null,null,7.0776255707762558E-3,2.6180057833739188E-3,7.6761352868197521E-6,2618.0057833739188,7.6761352868197523,5.4550139140112898E-2]
[null,null,null,null,null,null,null,null,null,null,null,null,null,null,null,null,null,null,null,null,null,null,null,null,null,null,null,null,null,null,null,null,null,null,null,null,null,12354.193609842192,8.0944174227877433E-2,6.3999999999999932,11.410984851986951,0.78901514801304984,{"$f":"IF(AN74<>\"\",Schadstoffbelastung!$K$4*Ergebnisse!AO74,\"\")","v":456.43939407947806},{"$f":"IF(AN74<>\"\",kf*Ergebnisse!AQ74*Ergebnisse!AM74,\"\")","v":3.6946109838836085E-4},8.0944174227877447E-7,8.0944174227877439E-6,2.3528790377134169E-13,-1.5931702484068167E-13,1.6375629093793667E-3,2.1562459629254568E-2,null,7.6929962281942451E-6,0,2.6237563388790235E-3,1.6425752298674638E-10,0,7.6926631799921877E-6,0,2.6236427501932398E-3,8.8370987312445543E-7,0,null,null,null,null,null,7.1917808219178082E-3,2.6179134750522817E-3,7.6758646338022965E-6,2617.9134750522817,7.6758646338022967,5.5429980093985684E-2]
[null,null,null,null,null,null,null,null,null,null,null,null,null,null,null,null,null,null,null,null,null,null,null,null,null,null,null,null,null,null,null,null,null,null,null,null,null,12554.564322356542,7.9652306071605061E-2,6.4999999999999929,11.419079269409739,0.78092073059026212,{"$f":"IF(AN75<>\"\",Schadstoffbelastung!$K$4*Ergebnisse!AO75,\"\")","v":456.76317077638953},{"$f":"IF(AN75<>\"\",kf*Ergebnisse!AQ75*Ergebnisse!AM75,\"\")","v":3.6382239880917798E-4},7.9652306071605076E-7,7.9652306071605078E-6,{"$f":"IF(AN75<>\"\",(AX75*$S$36)/A0*(d_50*2)*1000000,\"\")","v":2.3201747660488075E-13},{"$f":"IF(AU75<>\"\",AU75*($S$41-$S$40),\"\")","v":-1.5710256877316936E-13},1.611427422833241E-3,2.126274828576042E-2,null,{"$f":"IF(AN75<>\"\",$S$37,\"\")","v":7.6929962281942451E-6},{"$f":"IF(AN76<>\"\",IF($S$39<>0,$S$39,0),\"\")","v":0},{"$f":"IF(AN75<>\"\",IF(AZ75<Lw,(AZ75*pb)/(Kd*pb+Theta_w),(Sättigungskonz*pb)/(Kd*pb+Theta_w)),\"\")","v":2.6237563388790235E-3},{"$f":"IF(AN75<>\"\",IF(BA75=0,n*$AO$4*((AZ75/$S$10)-BB75),0),\"\")","v":1.6425752298674638E-10},{"$f":"IF(AN75<>\"\",IF(BA75<>0,IF(AU75*(Sättigungskonz-BB75)<0,AU75*((Sättigungskonz-BB75)*(-1)),AU75*(Sättigungskonz-BB75)),0),\"\")","v":0},{"$f":"IF(AN75<>\"\",IF(Sättigungskonz>=AZ75,IF(AZ75-(BC75+BD75)*$BC$4/pb>0,AZ75-(BC75+BD75)*$BC$4/pb,0),IF(AZ75-(BC75+BD75)*$BC$4/pb>Sättigungskonz,AZ75-(BC75+BD75)*$BC$4/pb,Sättigungskonz)),\"\")","v":7.6926631799921877E-6},0,{"$f":"IF(AN75<>\"\",IF(BE75<Lw,(BE75*pb)/(Kd*pb+Theta_w),(Sättigungskonz*pb)/(Kd*pb+Theta_w)),\"\")","v":2.6236427501932398E-3},{"$f":"IF(AN75<>\"\",IF(BF74=0,n*$AO$4*(BE75-(BG75/$S$10))*(-1),0),\"\")","v":8.8370987312445543E-7},{"$f":"IF(AN75<>\"\",IF(BF75<>0,AU75*(Sättigungskonz-BG75),0),\"\")","v":0},null,null,null,null,null,7.3059360730593605E-3,2.6178211699853459E-3,7.675593990327802E-6,2617.8211699853459,7.6755939903278021,{"$f":"IF(BO75<>\"\",BO75*(0.1*Retardation),\"\")","v":5.630982104785847E-2}]
[null,null,null,null,null,null,null,null,null,null,null,null,null,null,null,null,null,null,null,null,null,null,null,null,null,null,null,null,null,null,null,null,null,null,null,null,null,{"$f":"IF(AN76<>\"\",IF(((AN77-AN76)/AT76)<0,((AN77-AN76)/AT76)*(-1),((AN77-AN76)/AT76)),\"\")","v":12755.062473458787},7.8400243203891329E-2,{"$f":"IF(AN75>=$AS$6+0.1,\"\",AN75+0.1)","v":6.5999999999999925},11.427044500016899,0.77295549998310165,{"$f":"IF(AN76<>\"\",Schadstoffbelastung!$K$4*Ergebnisse!AO76,\"\")","v":457.08178000067596},{"$f":"IF(AN76<>\"\",kf*Ergebnisse!AQ76*Ergebnisse!AM76,\"\")","v":3.5835322716120548E-4},7.8400243203891329E-7,7.8400243203891316E-6,2.2884123236215778E-13,-1.5495188539843142E-13,1.5860972278941093E-3,2.0971668136043398E-2,null,7.6929962281942451E-6,0,2.6237563388790235E-3,1.6425752298674638E-10,0,7.6926631799921877E-6,{"$f":"IF(AN76<>\"\",IF(BA76<>0,BA76-((BH76+BD76)*$BC$4),0),\"\")","v":0},2.6236427501932398E-3,8.8370987312445543E-7,0,null,null,null,null,null,7.4200913242009128E-3,2.6177288681729963E-3,7.6753233563959316E-6,{"$f":"IF(BP76<>\"\",BP76/(1*10^-6),\"\")","v":2617.7288681729965},{"$f":"IF(BQ76<>\"\",BQ76/(1*10^-6),\"\")","v":7.675323356395932},5.7189662001731256E-2]
[null,null,null,null,null,null,null,null,null,null,null,null,null,null,null,null,null,null,null,null,null,null,null,null,null,null,null,null,null,null,null,null,null,null,null,null,null,12955.686071381429,7.718618639648539E-2,6.6999999999999922,11.434884524337289,0.76511547566271254,{"$f":"IF(AN77<>\"\",Schadstoffbelastung!$K$4*Ergebnisse!AO77,\"\")","v":457.39538097349157},{"$f":"IF(AN77<>\"\",kf*Ergebnisse!AQ77*Ergebnisse!AM77,\"\")","v":3.5304605132711366E-4},7.7186186396485387E-7,7.718618639648538E-6,2.2575509951985476E-13,-1.5286221782598939E-13,1.5615359247904354E-3,2.0688846054006633E-2,null,7.6929962281942451E-6,0,2.6237563388790235E-3,1.6425752298674638E-10,0,7.6926631799921877E-6,0,2.6236427501932398E-3,8.8370987312445543E-7,0,null,null,null,null,null,7.534246575342466E-3,2.6176365696151181E-3,7.6750527320063482E-6,2617.6365696151183,7.6750527320063489,5.8069502955604049E-2]
[null,null,null,null,null,null,null,null,null,null,null,null,null,null,null,null,null,null,null,null,null,null,null,null,null,null,null,null,null,null,null,null,null,null,null,null,null,13156.433184529569,7.6008442863973166E-2,6.7999999999999918,11.442603142976937,0.75739685702306403,{"$f":"IF(AN78<>\"\",Schadstoffbelastung!$K$4*Ergebnisse!AO78,\"\")","v":457.70412571907747},{"$f":"IF(AN78<>\"\",kf*Ergebnisse!AQ78*Ergebnisse!AM78,\"\")","v":3.4789377888323297E-4},7.6008442863973178E-7,7.6008442863973178E-6,2.2275523957213265E-13,-1.5083096694505046E-13,1.5377092671711495E-3,2.0413930267944646E-2,null,7.6929962281942451E-6,0,2.6237563388790235E-3,1.6425752298674638E-10,0,7.6926631799921877E-6,0,2.6236427501932398E-3,8.8370987312445543E-7,0,null,null,null,null,null,7.6484018264840184E-3,2.6175442743115967E-3,7.6747821171587162E-6,2617.5442743115968,7.6747821171587169,5.8949343909476842E-2]
[null,null,null,null,null,null,null,null,null,null,null,null,null,null,null,null,null,null,null,null,null,null,null,null,null,null,null,null,null,null,null,null,null,null,null,null,null,13357.301938804827,7.4865418523995239E-2,6.8999999999999915,11.450203987263334,0.74979601273666674,{"$f":"IF(AN79<>\"\",Schadstoffbelastung!$K$4*Ergebnisse!AO79,\"\")","v":458.00815949053339},{"$f":"IF(AN79<>\"\",kf*Ergebnisse!AQ79*Ergebnisse!AM79,\"\")","v":3.4288972547663545E-4},7.4865418523995243E-7,7.4865418523995243E-6,2.198380305274179E-13,-1.4885568024993015E-13,1.5145850055239038E-3,2.0146588848141411E-2,null,7.6929962281942451E-6,0,2.6237563388790235E-3,1.6425752298674638E-10,0,7.6926631799921877E-6,0,2.6236427501932398E-3,8.8370987312445543E-7,0,null,null,null,null,null,7.7625570776255707E-3,2.6174519822623173E-3,7.6745115118526986E-6,2617.4519822623174,7.6745115118526988,5.9829184863349628E-2]
[null,null,null,null,null,null,null,null,null,null,null,null,null,null,null,null,null,null,null,null,null,null,null,null,null,null,null,null,null,null,null,null,null,null,null,null,null,13558.290515117942,7.3755610921964185E-2,6.9999999999999911,11.457690529115734,0.74230947088426724,{"$f":"IF(AN80<>\"\",Schadstoffbelastung!$K$4*Ergebnisse!AO80,\"\")","v":458.30762116462938},{"$f":"IF(AN80<>\"\",kf*Ergebnisse!AQ80*Ergebnisse!AM80,\"\")","v":3.3802758589189367E-4},7.3755610921964196E-7,7.3755610921964194E-6,2.1700005179145873E-13,-1.4693404160413928E-13,1.4921327440366604E-3,1.9886508321510205E-2,null,7.6929962281942451E-6,0,2.6237563388790235E-3,1.6425752298674638E-10,0,7.6926631799921877E-6,0,2.6236427501932398E-3,8.8370987312445543E-7,0,null,null,null,null,null,7.8767123287671239E-3,2.6173596934671653E-3,7.6742409160879584E-6,2617.3596934671655,7.6742409160879586,6.0709025817222421E-2]
[null,null,null,null,null,null,null,null,null,null,null,null,null,null,null,null,null,null,null,null,null,null,null,null,null,null,null,null,null,null,null,null,null,null,null,null,null,13759.397147001209,7.2677602755142609E-2,7.0999999999999908,11.46506609020793,0.73493390979207085,{"$f":"IF(AN81<>\"\",Schadstoffbelastung!$K$4*Ergebnisse!AO81,\"\")","v":458.60264360831718},{"$f":"IF(AN81<>\"\",kf*Ergebnisse!AQ81*Ergebnisse!AM81,\"\")","v":3.3330140754623519E-4},7.2677602755142611E-7,7.2677602755142609E-6,2.1423807030347647E-13,-1.4506386185296088E-13,1.4703238095848082E-3,1.9633392401070697E-2,null,7.6929962281942451E-6,0,2.6237563388790235E-3,1.6425752298674638E-10,0,7.6926631799921877E-6,0,2.6236427501932398E-3,8.8370987312445543E-7,0,null,null,null,null,null,7.9908675799086754E-3,2.6172674079260254E-3,7.6739703298641599E-6,2617.2674079260255,7.6739703298641606,6.1588866771095201E-2]
[null,null,null,null,null,null,null,null,null,null,null,null,null,null,null,null,null,null,null,null,null,null,null,null,null,null,null,null,null,null,null,null,null,null,null,null,null,13960.620118380297,7.1630055937373066E-2,7.1999999999999904,11.472333850483444,0.72766614951655662,{"$f":"IF(AN82<>\"\",Schadstoffbelastung!$K$4*Ergebnisse!AO82,\"\")","v":458.89335401933778},{"$f":"IF(AN82<>\"\",kf*Ergebnisse!AQ82*Ergebnisse!AM82,\"\")","v":3.2870556617693909E-4},7.1630055937373067E-7,7.1630055937373067E-6,2.1154902780473235E-13,-1.4324307020280278E-13,1.449131131656086E-3,1.9386960819203797E-2,null,7.6929962281942451E-6,0,2.6237563388790235E-3,1.6425752298674638E-10,0,7.6926631799921877E-6,0,2.6236427501932398E-3,8.8370987312445543E-7,0,null,null,null,null,null,8.1050228310502286E-3,2.6171751256387839E-3,7.6736997531809679E-6,2617.1751256387838,7.6736997531809683,6.2468707724967994E-2]
[null,null,null,null,null,null,null,null,null,null,null,null,null,null,null,null,null,null,null,null,null,null,null,null,null,null,null,null,null,null,null,null,null,null,null,null,null,14161.957761451036,7.0611706152803572E-2,7.2999999999999901,11.479496856077182,0.72050314392281933,{"$f":"IF(AN83<>\"\",Schadstoffbelastung!$K$4*Ergebnisse!AO83,\"\")","v":459.17987424308728},{"$f":"IF(AN83<>\"\",kf*Ergebnisse!AQ83*Ergebnisse!AM83,\"\")","v":3.2423474351334178E-4},7.0611706152803574E-7,7.061170615280357E-6,2.0893002913342446E-13,-1.4146970629549386E-13,1.428529132168257E-3,1.9146948254962375E-2,null,7.6929962281942451E-6,0,2.6237563388790235E-3,1.6425752298674638E-10,0,7.6926631799921877E-6,0,2.6236427501932398E-3,8.8370987312445543E-7,0,null,null,null,null,null,8.21917808219178E-3,2.6170828466053259E-3,7.6734291860380452E-6,2617.0828466053263,7.6734291860380459,6.334854867884078E-2]
[null,null,null,null,null,null,null,null,null,null,null,null,null,null,null,null,null,null,null,null,null,null,null,null,null,null,null,null,null,null,null,null,null,null,null,null,null,14363.408454702367,6.9621357852050175E-2,7.3999999999999897,11.486558026692462,0.713441973307539,{"$f":"IF(AN84<>\"\",Schadstoffbelastung!$K$4*Ergebnisse!AO84,\"\")","v":459.4623210676985},{"$f":"IF(AN84<>\"\",kf*Ergebnisse!AQ84*Ergebnisse!AM84,\"\")","v":3.1988390674587812E-4},6.9621357852050177E-7,6.962135785205017E-6,2.0637833144986347E-13,-1.3974191291248649E-13,1.4084936242376306E-3,1.891310334663544E-2,null,7.6929962281942451E-6,0,2.6237563388790235E-3,1.6425752298674638E-10,0,7.6926631799921877E-6,0,2.6236427501932398E-3,8.8370987312445543E-7,0,null,null,null,null,null,8.3333333333333332E-3,2.6169905708255357E-3,7.6731586284350547E-6,2616.990570825536,7.673158628435055,6.4228389632713573E-2]
[null,null,null,null,null,null,null,null,null,null,null,null,null,null,null,null,null,null,null,null,null,null,null,null,null,null,null,null,null,null,null,null,null,null,null,null,null,14564.970621022745,6.8657879649727499E-2,7.4999999999999893,11.493520162477667,0.70647983752233401,{"$f":"IF(AN85<>\"\",Schadstoffbelastung!$K$4*Ergebnisse!AO85,\"\")","v":459.74080649910667},{"$f":"IF(AN85<>\"\",kf*Ergebnisse!AQ85*Ergebnisse!AM85,\"\")","v":3.1564828962684326E-4},6.8657879649727502E-7,6.8657879649727499E-6,2.0389133430730767E-13,-1.3805792925166761E-13,1.3890017190675641E-3,1.8685187781810882E-2,null,7.6929962281942451E-6,0,2.6237563388790235E-3,1.6425752298674638E-10,0,7.6926631799921877E-6,0,2.6236427501932398E-3,8.8370987312445543E-7,0,null,null,null,null,null,8.4474885844748864E-3,2.6168982982992996E-3,7.6728880803716609E-6,2616.8982982992998,7.6728880803716617,6.5108230586586366E-2]
[null,null,null,null,null,null,null,null,null,null,null,null,null,null,null,null,null,null,null,null,null,null,null,null,null,null,null,null,null,null,null,null,null,null,null,null,null,14766.642725900649,6.7720200086238927E-2,7.599999999999989,11.50038595044264,0.69961404955736128,{"$f":"IF(AN86<>\"\",Schadstoffbelastung!$K$4*Ergebnisse!AO86,\"\")","v":460.01543801770561},{"$f":"IF(AN86<>\"\",kf*Ergebnisse!AQ86*Ergebnisse!AM86,\"\")","v":3.1152337505317864E-4},6.7720200086238924E-7,6.7720200086238917E-6,2.0146657049166269E-13,-1.3641608472477974E-13,1.3700317402062184E-3,1.846297545789927E-2,null,7.6929962281942451E-6,0,2.6237563388790235E-3,1.6425752298674638E-10,0,7.6926631799921877E-6,0,2.6236427501932398E-3,8.8370987312445543E-7,0,null,null,null,null,null,8.5616438356164379E-3,2.6168060290265023E-3,7.6726175418475268E-6,2616.8060290265025,7.6726175418475275,6.5988071540459145E-2]
[null,null,null,null,null,null,null,null,null,null,null,null,null,null,null,null,null,null,null,null,null,null,null,null,null,null,null,null,null,null,null,null,null,null,null,null,null,14968.423275748988,6.6807303720502156E-2,7.6999999999999886,11.507157970451264,0.69284202954873741,{"$f":"IF(AN87<>\"\",Schadstoffbelastung!$K$4*Ergebnisse!AO87,\"\")","v":460.28631881805052},{"$f":"IF(AN87<>\"\",kf*Ergebnisse!AQ87*Ergebnisse!AM87,\"\")","v":3.075048789966939E-4},6.680730372050216E-7,6.6807303720502154E-6,1.9910169756091988E-13,-1.3481479322864589E-13,1.35156314449939E-3,1.824625170678364E-2,null,7.6929962281942451E-6,0,2.6237563388790235E-3,1.6425752298674638E-10,0,7.6926631799921877E-6,0,2.6236427501932398E-3,8.8370987312445543E-7,0,null,null,null,null,null,8.6757990867579911E-3,2.6167137630070288E-3,7.6723470128623152E-6,2616.7137630070288,7.6723470128623159,6.6867912494331938E-2]
[null,null,null,null,null,null,null,null,null,null,null,null,null,null,null,null,null,null,null,null,null,null,null,null,null,null,null,null,null,null,null,null,null,null,null,null,null,15170.310816292089,6.5918227524122366E-2,7.7999999999999883,11.513838700823314,0.68616129917668722,{"$f":"IF(AN88<>\"\",Schadstoffbelastung!$K$4*Ergebnisse!AO88,\"\")","v":460.55354803293255},{"$f":"IF(AN88<>\"\",kf*Ergebnisse!AQ88*Ergebnisse!AM88,\"\")","v":3.0358873566276669E-4},6.5918227524122371E-7,6.5918227524122371E-6,1.9679449002326362E-13,-1.3325254784884681E-13,1.3335764491418604E-3,1.8034812577998792E-2,null,7.6929962281942451E-6,0,2.6237563388790235E-3,1.6425752298674638E-10,0,7.6926631799921877E-6,0,2.6236427501932398E-3,8.8370987312445543E-7,0,null,null,null,null,null,8.7899543378995425E-3,2.6166215002407654E-3,7.6720764934156924E-6,2616.6215002407657,7.6720764934156929,6.7747753448204717E-2]
[null,null,null,null,null,null,null,null,null,null,null,null,null,null,null,null,null,null,null,null,null,null,null,null,null,null,null,null,null,null,null,null,null,null,null,null,null,15372.303931045093,6.5052057550101475E-2,7.8999999999999879,11.520430523575726,0.67956947642427501,{"$f":"IF(AN89<>\"\",Schadstoffbelastung!$K$4*Ergebnisse!AO89,\"\")","v":460.81722094302904},{"$f":"IF(AN89<>\"\",kf*Ergebnisse!AQ89*Ergebnisse!AM89,\"\")","v":2.9977108376863753E-4},6.5052057550101475E-7,6.5052057550101473E-6,1.9454283209779852E-13,-1.3172791595789902E-13,1.3160531642828221E-3,1.7828464175303534E-2,null,7.6929962281942451E-6,0,2.6237563388790235E-3,1.6425752298674638E-10,0,7.6926631799921877E-6,0,2.6236427501932398E-3,8.8370987312445543E-7,0,null,null,null,null,null,8.9041095890410957E-3,2.6165292407275965E-3,7.6718059835073196E-6,2616.5292407275965,7.67180598350732,6.862759440207751E-2]
[null,null,null,null,null,null,null,null,null,null,null,null,null,null,null,null,null,null,null,null,null,null,null,null,null,null,null,null,null,null,null,null,null,null,null,null,null,15574.401239884239,6.4207925852013625E-2,7.9999999999999876,11.526935729330736,0.67306427066926489,{"$f":"IF(AN90<>\"\",Schadstoffbelastung!$K$4*Ergebnisse!AO90,\"\")","v":461.07742917322946},{"$f":"IF(AN90<>\"\",kf*Ergebnisse!AQ90*Ergebnisse!AM90,\"\")","v":2.9604825384391787E-4},6.4207925852013636E-7,6.4207925852013636E-6,1.9234471100775642E-13,-1.3023953467398315E-13,1.2989757306984297E-3,1.7627022042050872E-2,null,7.6929962281942451E-6,0,2.6237563388790235E-3,1.6425752298674638E-10,0,7.6926631799921877E-6,0,2.6236427501932398E-3,8.8370987312445543E-7,0,null,null,null,null,null,9.0182648401826489E-3,2.616436984467408E-3,7.6715354831368613E-6,2616.4369844674079,7.6715354831368616,6.9507435355950303E-2]
[null,null,null,null,null,null,null,null,null,null,null,null,null,null,null,null,null,null,null,null,null,null,null,null,null,null,null,null,null,null,null,null,null,null,null,null,null,15776.601397640408,6.3385007632224211E-2,8.0999999999999872,11.533356521915938,0.66664347808406355,{"$f":"IF(AN91<>\"\",Schadstoffbelastung!$K$4*Ergebnisse!AO91,\"\")","v":461.33426087663747},{"$f":"IF(AN91<>\"\",kf*Ergebnisse!AQ91*Ergebnisse!AM91,\"\")","v":2.9241675646672182E-4},6.3385007632224218E-7,6.3385007632224214E-6,1.9019821076161097E-13,-1.2878610665004179E-13,1.2823274620980744E-3,1.7430310591271505E-2,null,7.6929962281942451E-6,0,2.6237563388790235E-3,1.6425752298674638E-10,0,7.6926631799921877E-6,0,2.6236427501932398E-3,8.8370987312445543E-7,0,null,null,null,null,null,9.1324200913242004E-3,2.6163447314600848E-3,7.6712649923039821E-6,2616.3447314600849,7.6712649923039828,7.0387276309823082E-2]
[null,null,null,null,null,null,null,null,null,null,null,null,null,null,null,null,null,null,null,null,null,null,null,null,null,null,null,null,null,null,null,null,null,null,null,null,null,15978.903092826678,6.2582518599097137E-2,8.1999999999999869,11.53969502267916,0.66030497732084115,{"$f":"IF(AN92<>\"\",Schadstoffbelastung!$K$4*Ergebnisse!AO92,\"\")","v":461.58780090716641},{"$f":"IF(AN92<>\"\",kf*Ergebnisse!AQ92*Ergebnisse!AM92,\"\")","v":2.8887327135389095E-4},6.2582518599097147E-7,6.2582518599097141E-6,1.8810150637992916E-13,-1.2736639616469276E-13,1.2660924916586575E-3,1.7238162576605903E-2,null,7.6929962281942451E-6,0,2.6237563388790235E-3,1.6425752298674638E-10,0,7.6926631799921877E-6,0,2.6236427501932398E-3,8.8370987312445543E-7,0,null,null,null,null,null,9.2465753424657536E-3,2.6162524817055126E-3,7.670994511008345E-6,2616.2524817055128,7.6709945110083453,7.1267117263695876E-2]
[null,null,null,null,null,null,null,null,null,null,null,null,null,null,null,null,null,null,null,null,null,null,null,null,null,null,null,null,null,null,null,null,null,null,null,null,null,16181.305046404643,6.1799712515906657E-2,8.2999999999999865,11.54595327453907,0.65404672546093146,{"$f":"IF(AN93<>\"\",Schadstoffbelastung!$K$4*Ergebnisse!AO93,\"\")","v":461.83813098156281},{"$f":"IF(AN93<>\"\",kf*Ergebnisse!AQ93*Ergebnisse!AM93,\"\")","v":2.8541463723544226E-4},6.1799712515906654E-7,6.179971251590665E-6,1.8605285853196632E-13,-1.259792254905858E-13,1.2502557224371887E-3,1.7050418600786446E-2,null,7.6929962281942451E-6,0,2.6237563388790235E-3,1.6425752298674638E-10,0,7.6926631799921877E-6,0,2.6236427501932398E-3,8.8370987312445543E-7,0,null,null,null,null,null,9.3607305936073051E-3,2.6161602352035764E-3,7.6707240392496127E-6,2616.1602352035766,7.6707240392496132,7.2146958217568669E-2]
[null,null,null,null,null,null,null,null,null,null,null,null,null,null,null,null,null,null,null,null,null,null,null,null,null,null,null,null,null,null,null,null,null,null,null,null,null,16383.806010549879,6.1035878925572933E-2,8.3999999999999861,11.55213324579066,0.64786675420934081,{"$f":"IF(AN94<>\"\",Schadstoffbelastung!$K$4*Ergebnisse!AO94,\"\")","v":462.08532983162638},{"$f":"IF(AN94<>\"\",kf*Ergebnisse!AQ94*Ergebnisse!AM94,\"\")","v":2.8203784244886583E-4},6.1035878925572933E-7,6.1035878925572926E-6,1.8405060854875782E-13,-1.2462347151769103E-13,1.2348027813404371E-3,1.6866926658622831E-2,null,7.6929962281942451E-6,0,2.6237563388790235E-3,1.6425752298674638E-10,0,7.6926631799921877E-6,0,2.6236427501932398E-3,8.8370987312445543E-7,0,null,null,null,null,null,9.4748858447488583E-3,2.6160679919541613E-3,7.6704535770274499E-6,2616.0679919541612,7.67045357702745,7.3026799171441462E-2]
[null,null,null,null,null,null,null,null,null,null,null,null,null,null,null,null,null,null,null,null,null,null,null,null,null,null,null,null,null,null,null,null,null,null,null,null,null,16586.404767590124,6.0290341036051347E-2,8.4999999999999858,11.558236833683218,0.64176316631678354,{"$f":"IF(AN95<>\"\",Schadstoffbelastung!$K$4*Ergebnisse!AO95,\"\")","v":462.3294733473287},{"$f":"IF(AN95<>\"\",kf*Ergebnisse!AQ95*Ergebnisse!AM95,\"\")","v":2.7874001619128462E-4},6.0290341036051349E-7,6.0290341036051347E-6,1.8209317378048021E-13,-1.2329806260969734E-13,1.2197199763447314E-3,1.6687541711537312E-2,null,7.6929962281942451E-6,0,2.6237563388790235E-3,1.6425752298674638E-10,0,7.6926631799921877E-6,0,2.6236427501932398E-3,8.8370987312445543E-7,0,null,null,null,null,null,9.5890410958904115E-3,2.6159757519571528E-3,7.6701831243415212E-6,2615.9757519571531,7.6701831243415217,7.3906640125314255E-2]
[null,null,null,null,null,null,null,null,null,null,null,null,null,null,null,null,null,null,null,null,null,null,null,null,null,null,null,null,null,null,null,null,null,null,null,null,null,16789.100128910322,5.9562453754029784E-2,8.5999999999999854,11.564265867786823,0.63573413221317843,{"$f":"IF(AN96<>\"\",Schadstoffbelastung!$K$4*Ergebnisse!AO96,\"\")","v":462.57063471147291},{"$f":"IF(AN96<>\"\",kf*Ergebnisse!AQ96*Ergebnisse!AM96,\"\")","v":2.755184203797431E-4},5.9562453754029789E-7,5.9562453754029782E-6,1.8017904327250752E-13,-1.2200197567620434E-13,1.204994256716141E-3,1.6512125291306048E-2,null,7.6929962281942451E-6,0,2.6237563388790235E-3,1.6425752298674638E-10,0,7.6926631799921877E-6,0,2.6236427501932398E-3,8.8370987312445543E-7,0,null,null,null,null,null,9.7031963470319629E-3,2.6158835152124368E-3,7.6699126811914894E-6,2615.883515212437,7.6699126811914899,7.4786481079187034E-2]
[null,null,null,null,null,null,null,null,null,null,null,null,null,null,null,null,null,null,null,null,null,null,null,null,null,null,null,null,null,null,null,null,null,null,null,null,null,16991.890933925897,5.8851601854588362E-2,8.6999999999999851,11.570222113162226,0.62977788683777547,{"$f":"IF(AN97<>\"\",Schadstoffbelastung!$K$4*Ergebnisse!AO97,\"\")","v":462.80888452648901},{"$f":"IF(AN97<>\"\",kf*Ergebnisse!AQ97*Ergebnisse!AM97,\"\")","v":2.7237044206919096E-4},5.8851601854588366E-7,5.8851601854588359E-6,1.7830677373392637E-13,-1.2073423344294247E-13,1.1906131759812878E-3,1.6340545130602287E-2,null,7.6929962281942451E-6,0,2.6237563388790235E-3,1.6425752298674638E-10,0,7.6926631799921877E-6,0,2.6236427501932398E-3,8.8370987312445543E-7,0,null,null,null,null,null,9.8173515981735161E-3,2.6157912817198975E-3,7.6696422475770173E-6,2615.7912817198976,7.6696422475770181,7.5666322033059827E-2]
[null,null,null,null,null,null,null,null,null,null,null,null,null,null,null,null,null,null,null,null,null,null,null,null,null,null,null,null,null,null,null,null,null,null,null,null,null,17194.776049112173,5.8157198276021158E-2,8.7999999999999847,11.576107273347684,0.62389272665231665,{"$f":"IF(AN98<>\"\",Schadstoffbelastung!$K$4*Ergebnisse!AO98,\"\")","v":463.0442909339074},{"$f":"IF(AN98<>\"\",kf*Ergebnisse!AQ98*Ergebnisse!AM98,\"\")","v":2.6929358638422881E-4},5.8157198276021162E-7,5.815719827602116E-6,1.7647498577572453E-13,-1.1949390190459311E-13,1.1765648574302743E-3,1.6172674818253092E-2,null,7.6929962281942451E-6,0,2.6237563388790235E-3,1.6425752298674638E-10,0,7.6926631799921877E-6,0,2.6236427501932398E-3,8.8370987312445543E-7,0,null,null,null,null,null,9.9315068493150693E-3,2.615699051479421E-3,7.6693718234977697E-6,2615.6990514794211,7.6693718234977704,7.654616298693262E-2]
[null,null,null,null,null,null,null,null,null,null,null,null,null,null,null,null,null,null,null,null,null,null,null,null,null,null,null,null,null,null,null,null,null,null,null,null,null,17397.754367080834,5.7478682529979098E-2,8.8999999999999844,11.581922993175287,0.61807700682471456,{"$f":"IF(AN99<>\"\",Schadstoffbelastung!$K$4*Ergebnisse!AO99,\"\")","v":463.27691972701143},{"$f":"IF(AN99<>\"\",kf*Ergebnisse!AQ99*Ergebnisse!AM99,\"\")","v":2.66285469924555E-4},5.7478682529979095E-7,5.7478682529979091E-6,1.7468236039786006E-13,-1.1828008794612962E-13,1.1628379619526541E-3,1.6008393477304327E-2,null,7.6929962281942451E-6,0,2.6237563388790235E-3,1.6425752298674638E-10,0,7.6926631799921877E-6,0,2.6236427501932398E-3,8.8370987312445543E-7,0,null,null,null,null,null,1.0045662100456621E-2,2.6156068244908926E-3,7.669101408953411E-6,2615.6068244908929,7.6691014089534111,7.7426003940805399E-2]
[null,null,null,null,null,null,null,null,null,null,null,null,null,null,null,null,null,null,null,null,null,null,null,null,null,null,null,null,null,null,null,null,null,null,null,null,null,17600.824805678956,5.681551921801662E-2,8.999999999999984,{"$f":"IF(AN100=\"\",\"\",SQRT(($S$29^2)+(($S$28^2)-($S$29^2))*(LN(AN100)-LN(Brunnenradius))/(LN(ReichweiteAbsenkung)-LN(Brunnenradius))))","v":11.587670861428284},0.61232913857171667,{"$f":"IF(AN100<>\"\",Schadstoffbelastung!$K$4*Ergebnisse!AO100,\"\")","v":463.50683445713139},{"$f":"IF(AN100<>\"\",kf*Ergebnisse!AQ100*Ergebnisse!AM100,\"\")","v":2.6334381460781201E-4},5.6815519218016624E-7,5.681551921801662E-6,1.7292763570635573E-13,-1.1709193711991191E-13,{"$f":"IF(AN100<>\"\",((d_50*2)*kf*AM100)/($S$13*neff),\"\")","v":1.1494216580260285E-3},{"$f":"IF(AN100<>\"\",150*(AW100^0.87)*(0.016^0.79),\"\")","v":1.5847585464165714E-2},null,7.6929962281942451E-6,0,2.6237563388790235E-3,1.6425752298674638E-10,0,7.6926631799921877E-6,0,2.6236427501932398E-3,8.8370987312445543E-7,0,null,null,null,null,null,1.0159817351598174E-2,2.6155146007541975E-3,7.6688310039436041E-6,2615.5146007541975,7.6688310039436045,7.8305844894678192E-2]
[null,null,null,null,null,null,null,null,null,null,null,null,null,null,null,null,null,null,null,null,null,null,null,null,null,null,null,null,null,null,null,null,null,null,null,null,null,17803.986307164319,{"$f":"IF(AN101<>\"\",(AO102-AO101)/(AN102-AN101),\"\")","v":5.6167196646157637E-2},9.0999999999999837,11.593352413350086,{"$f":"IF(AN101<>\"\",$S$28-AO101,\"\")","v":0.60664758664991503},{"$f":"IF(AN101<>\"\",Schadstoffbelastung!$K$4*Ergebnisse!AO101,\"\")","v":463.73409653400347},{"$f":"IF(AN101<>\"\",kf*Ergebnisse!AQ101*Ergebnisse!AM101,\"\")","v":2.6046644191553622E-4},{"$f":"IF(AN101<>\"\",AR101/AQ101,\"\")","v":5.6167196646157643E-7},{"$f":"IF(AS101<>\"\",AS101/$S$30,\"\")","v":5.6167196646157643E-6},1.7120960384253824E-13,-1.1592863156642757E-13,1.1363055936876507E-3,1.5690140087197511E-2,null,7.6929962281942451E-6,0,2.6237563388790235E-3,1.6425752298674638E-10,0,7.6926631799921877E-6,0,2.6236427501932398E-3,8.8370987312445543E-7,0,null,null,null,null,null,1.0273972602739725E-2,2.6154223802692216E-3,7.6685606084680136E-6,2615.4223802692218,7.668560608468014,7.9185685848550971E-2]
[null,null,null,null,null,null,null,null,null,null,null,null,null,null,null,null,null,null,null,null,null,null,null,null,null,null,null,null,null,null,null,null,null,null,null,null,null,18007.237837366687,5.5533225530286695E-2,9.1999999999999833,11.598969133014702,0.60103086698529928,{"$f":"IF(AN102<>\"\",Schadstoffbelastung!$K$4*Ergebnisse!AO102,\"\")","v":463.9587653205881},{"$f":"IF(AN102<>\"\",kf*Ergebnisse!AQ102*Ergebnisse!AM102,\"\")","v":2.5765126751301577E-4},5.5533225530286702E-7,5.5533225530286702E-6,1.6952710810928569E-13,-1.1478938806843015E-13,1.1234798703434925E-3,1.5535951343351555E-2,null,7.6929962281942451E-6,0,2.6237563388790235E-3,1.6425752298674638E-10,0,7.6926631799921877E-6,0,2.6236427501932398E-3,8.8370987312445543E-7,0,null,null,null,null,null,1.0388127853881279E-2,2.6153301630358491E-3,7.6682902225263025E-6,2615.3301630358492,7.668290222526303,8.0065526802423764E-2]
[null,null,null,null,null,null,null,null,null,null,null,null,null,null,null,null,null,null,null,null,null,null,null,null,null,null,null,null,null,null,null,null,null,null,null,null,null,18210.578384954137,5.4913137785135485E-2,9.2999999999999829,11.60452245556773,0.59547754443227063,{"$f":"IF(AN103<>\"\",Schadstoffbelastung!$K$4*Ergebnisse!AO103,\"\")","v":464.18089822270923},{"$f":"IF(AN103<>\"\",kf*Ergebnisse!AQ103*Ergebnisse!AM103,\"\")","v":2.5489629621331587E-4},5.4913137785135489E-7,5.4913137785135485E-6,1.6787904027869649E-13,-1.1367345622792095E-13,1.1109350182685104E-3,1.5384917671438327E-2,null,7.6929962281942451E-6,0,2.6237563388790235E-3,1.6425752298674638E-10,0,7.6926631799921877E-6,0,2.6236427501932398E-3,8.8370987312445543E-7,0,null,null,null,null,null,1.0502283105022832E-2,2.6152379490539659E-3,7.6680198461181351E-6,2615.2379490539661,7.6680198461181357,8.0945367756296557E-2]
[null,null,null,null,null,null,null,null,null,null,null,null,null,null,null,null,null,null,null,null,null,null,null,null,null,null,null,null,null,null,null,null,null,null,null,null,null,18414.006960613864,5.4306485391198062E-2,9.3999999999999826,11.610013769346244,0.5899862306537571,{"$f":"IF(AN104<>\"\",Schadstoffbelastung!$K$4*Ergebnisse!AO104,\"\")","v":464.40055077384977},{"$f":"IF(AN104<>\"\",kf*Ergebnisse!AQ104*Ergebnisse!AM104,\"\")","v":2.5219961726264409E-4},5.430648539119807E-7,5.430648539119807E-6,1.6626433806941073E-13,-1.1258011675800462E-13,1.0986619736834686E-3,1.5236941720941406E-2,null,7.6929962281942451E-6,0,2.6237563388790235E-3,1.6425752298674638E-10,0,7.6926631799921877E-6,0,2.6236427501932398E-3,8.8370987312445543E-7,0,null,null,null,null,null,1.0616438356164383E-2,2.6151457383234581E-3,7.6677494792431763E-6,2615.1457383234583,7.6677494792431764,8.1825208710169337E-2]
[null,null,null,null,null,null,null,null,null,null,null,null,null,null,null,null,null,null,null,null,null,null,null,null,null,null,null,null,null,null,null,null,null,null,null,null,null,18617.522596455965,5.3712839332895806E-2,9.4999999999999822,11.615444417885364,0.58455558211463732,{"$f":"IF(AN105<>\"\",Schadstoffbelastung!$K$4*Ergebnisse!AO105,\"\")","v":464.61777671541455},{"$f":"IF(AN105<>\"\",kf*Ergebnisse!AQ105*Ergebnisse!AM105,\"\")","v":2.4955939991922323E-4},5.3712839332895815E-7,5.3712839332895809E-6,1.6468198277883411E-13,-1.115086798796321E-13,1.0866520572731999E-3,1.509193013502769E-2,null,7.6929962281942451E-6,0,2.6237563388790235E-3,1.6425752298674638E-10,0,7.6926631799921877E-6,0,2.6236427501932398E-3,8.8370987312445543E-7,0,null,null,null,null,null,1.0730593607305937E-2,2.6150535308442102E-3,7.6674791219010887E-6,2615.0535308442104,7.6674791219010894,8.270504966404213E-2]
[null,null,null,null,null,null,null,null,null,null,null,null,null,null,null,null,null,null,null,null,null,null,null,null,null,null,null,null,null,null,null,null,null,null,null,null,null,18821.124345231179,5.3131788603977458E-2,9.5999999999999819,11.620815701818653,0.57918429818134776,{"$f":"IF(AN106<>\"\",Schadstoffbelastung!$K$4*Ergebnisse!AO106,\"\")","v":464.83262807274616},{"$f":"IF(AN106<>\"\",kf*Ergebnisse!AQ106*Ergebnisse!AM106,\"\")","v":2.4697388930992425E-4},5.3131788603977453E-7,5.3131788603977448E-6,1.6313099706232304E-13,-1.1045848381785295E-13,1.0748969540650825E-3,1.4949793347025528E-2,null,7.6929962281942451E-6,0,2.6237563388790235E-3,1.6425752298674638E-10,0,7.6926631799921877E-6,0,2.6236427501932398E-3,8.8370987312445543E-7,0,null,null,null,null,null,1.0844748858447488E-2,2.6149613266161077E-3,7.6672087740915354E-6,2614.9613266161077,7.6672087740915353,8.3584890617914923E-2]
[null,null,null,null,null,null,null,null,null,null,null,null,null,null,null,null,null,null,null,null,null,null,null,null,null,null,null,null,null,null,null,null,null,null,null,null,null,19024.811279711259,5.2562939274274544E-2,9.6999999999999815,11.626128880679051,0.57387111932095003,{"$f":"IF(AN107<>\"\",Schadstoffbelastung!$K$4*Ergebnisse!AO107,\"\")","v":465.04515522716201},{"$f":"IF(AN107<>\"\",kf*Ergebnisse!AQ107*Ergebnisse!AM107,\"\")","v":2.44441402540009E-4},5.256293927427455E-7,5.2562939274274548E-6,1.6161044284620109E-13,-1.0942889338868695E-13,1.0633886945487852E-3,1.4810445389167542E-2,null,7.6929962281942451E-6,0,2.6237563388790235E-3,1.6425752298674638E-10,0,7.6926631799921877E-6,0,2.6236427501932398E-3,8.8370987312445543E-7,0,null,null,null,null,null,1.0958904109589041E-2,2.6148691256390362E-3,7.6669384358141825E-6,2614.8691256390362,7.666938435814183,8.4464731571787716E-2]
[null,null,null,null,null,null,null,null,null,null,null,null,null,null,null,null,null,null,null,null,null,null,null,null,null,null,null,null,null,null,null,null,null,null,null,null,null,19228.582492107795,5.2005913613779785E-2,9.7999999999999812,11.631385174606478,0.56861482539352259,{"$f":"IF(AN108<>\"\",Schadstoffbelastung!$K$4*Ergebnisse!AO108,\"\")","v":465.25540698425914},{"$f":"IF(AN108<>\"\",kf*Ergebnisse!AQ108*Ergebnisse!AM108,\"\")","v":2.4196032503967337E-4},5.2005913613779786E-7,5.2005913613779784E-6,1.6011941936615277E-13,-1.084192986708907E-13,1.0521196369556987E-3,1.4673803712823412E-2,null,7.6929962281942451E-6,0,2.6237563388790235E-3,1.6425752298674638E-10,0,7.6926631799921877E-6,0,2.6236427501932398E-3,8.8370987312445543E-7,0,null,null,null,null,null,1.1073059360730594E-2,2.6147769279128812E-3,7.6666681070686929E-6,2614.7769279128811,7.6666681070686931,8.5344572525660509E-2]
[null,null,null,null,null,null,null,null,null,null,null,null,null,null,null,null,null,null,null,null,null,null,null,null,null,null,null,null,null,null,null,null,null,null,null,null,null,19432.437093409513,5.1460349270300479E-2,9.8999999999999808,11.636585765967856,0.56341423403214463,{"$f":"IF(AN109<>\"\",Schadstoffbelastung!$K$4*Ergebnisse!AO109,\"\")","v":465.46343063871427},{"$f":"IF(AN109<>\"\",kf*Ergebnisse!AQ109*Ergebnisse!AM109,\"\")","v":2.3952910713220522E-4},5.1460349270300492E-7,5.146034927030049E-6,1.5865706132312489E-13,-1.0742911375729032E-13,1.0410824506222329E-3,1.4539789019501361E-2,null,7.6929962281942451E-6,0,2.6237563388790235E-3,1.6425752298674638E-10,0,7.6926631799921877E-6,0,2.6236427501932398E-3,8.8370987312445543E-7,0,null,null,null,null,null,1.1187214611872146E-2,2.6146847334375272E-3,7.6663977878547296E-6,2614.6847334375275,7.6663977878547298,8.6224413479533288E-2]
[null,null,null,null,null,null,null,null,null,null,null,null,null,null,null,null,null,null,null,null,null,null,null,null,null,null,null,null,null,null,null,null,null,null,null,null,null,19636.37421284322,5.0925898496370262E-2,9.9999999999999805,11.641731800894886,0.5582681991051146,{"$f":"IF(AN110<>\"\",Schadstoffbelastung!$K$4*Ergebnisse!AO110,\"\")","v":465.66927203579547},{"$f":"IF(AN110<>\"\",kf*Ergebnisse!AQ110*Ergebnisse!AM110,\"\")","v":2.3714626080573552E-4},5.0925898496370265E-7,5.0925898496370265E-6,1.572225371471497E-13,-1.0645777557918956E-13,1.0302701003496446E-3,1.4408325101739932E-2,null,{"$f":"IF(AN110<>\"\",$S$37,\"\")","v":7.6929962281942451E-6},{"$f":"IF(AN111<>\"\",IF($S$39<>0,$S$39,0),\"\")","v":0},2.6237563388790235E-3,1.6425752298674638E-10,0,7.6926631799921877E-6,0,2.6236427501932398E-3,8.8370987312445543E-7,0,null,null,null,null,null,1.1301369863013699E-2,2.6145925422128603E-3,7.6661274781719571E-6,2614.5925422128603,7.6661274781719575,8.7104254433406081E-2]
[null,null,null,null,null,null,null,null,null,null,null,null,null,null,null,null,null,null,null,null,null,null,null,null,null,null,null,null,null,null,null,null,null,null,null,null,null,19840.392997326966,5.0402227422346083E-2,10.09999999999998,11.646824390744523,0.5531756092554776,{"$f":"IF(AN111<>\"\",Schadstoffbelastung!$K$4*Ergebnisse!AO111,\"\")","v":465.87297562978097},{"$f":"IF(AN111<>\"\",kf*Ergebnisse!AQ111*Ergebnisse!AM111,\"\")","v":2.3481035667617317E-4},5.0402227422346092E-7,5.0402227422346088E-6,1.5581504736266607E-13,-1.0550474279950404E-13,1.0196758316982323E-3,1.4279338693301315E-2,null,7.6929962281942451E-6,0,2.6237563388790235E-3,1.6425752298674638E-10,0,7.6926631799921877E-6,0,2.6236427501932398E-3,8.8370987312445543E-7,0,null,null,null,null,null,1.1415525114155251E-2,2.614500354238766E-3,7.66585717802004E-6,2614.5003542387662,7.6658571780200404,8.798409538727886E-2]
[null,null,null,null,null,null,null,null,null,null,null,null,null,null,null,null,null,null,null,null,null,null,null,null,null,null,null,null,null,null,null,null,null,null,null,null,null,20044.492610905414,4.9889015372528614E-2,10.19999999999998,11.651864613486758,0.54813538651324301,{"$f":"IF(AN112<>\"\",Schadstoffbelastung!$K$4*Ergebnisse!AO112,\"\")","v":466.07458453947032},{"$f":"IF(AN112<>\"\",kf*Ergebnisse!AQ112*Ergebnisse!AM112,\"\")","v":2.3252002112834525E-4},4.9889015372528622E-7,4.988901537252862E-6,1.5443382304853184E-13,-1.0456949477001192E-13,1.0092931571519252E-3,1.4152759328042457E-2,null,7.6929962281942451E-6,0,2.6237563388790235E-3,1.6425752298674638E-10,0,7.6926631799921877E-6,0,2.6236427501932398E-3,8.8370987312445543E-7,0,null,null,null,null,null,1.1529680365296804E-2,2.6144081695151293E-3,7.6655868873986411E-6,2614.4081695151294,7.6655868873986419,8.8863936341151653E-2]
[null,null,null,null,null,null,null,null,null,null,null,null,null,null,null,null,null,null,null,null,null,null,null,null,null,null,null,null,null,null,null,null,null,null,null,null,null,20248.672234279438,4.9385954221090773E-2,10.299999999999979,11.656853515024011,0.54314648497599016,{"$f":"IF(AN113<>\"\",Schadstoffbelastung!$K$4*Ergebnisse!AO113,\"\")","v":466.27414060096044},{"$f":"IF(AN113<>\"\",kf*Ergebnisse!AQ113*Ergebnisse!AM113,\"\")","v":2.3027393362197478E-4},4.9385954221090785E-7,4.9385954221090785E-6,1.5307812438562883E-13,-1.0365153054791534E-13,9.9911584308822105E-4,1.4028519206813401E-2,null,7.6929962281942451E-6,0,2.6237563388790235E-3,1.6425752298674638E-10,0,7.6926631799921877E-6,0,2.6236427501932398E-3,8.8370987312445543E-7,0,null,null,null,null,null,1.1643835616438357E-2,2.6143159880418357E-3,7.6653166063074251E-6,2614.3159880418357,7.6653166063074254,8.9743777295024446E-2]
[null,null,null,null,null,null,null,null,null,null,null,null,null,null,null,null,null,null,null,null,null,null,null,null,null,null,null,null,null,null,null,null,null,null,null,null,null,20452.931064306249,4.8892747785434128E-2,10.399999999999979,11.66179211044612,0.5382078895538811,{"$f":"IF(AN114<>\"\",Schadstoffbelastung!$K$4*Ergebnisse!AO114,\"\")","v":466.47168441784481},{"$f":"IF(AN114<>\"\",kf*Ergebnisse!AQ114*Ergebnisse!AM114,\"\")","v":2.2807082415288312E-4},4.8892747785434139E-7,4.8892747785434137E-6,1.5174723928708901E-13,-1.027503679683455E-13,9.8913789750532132E-4,1.390655307192731E-2,null,7.6929962281942451E-6,0,2.6237563388790235E-3,1.6425752298674638E-10,0,7.6926631799921877E-6,0,2.6236427501932398E-3,8.8370987312445543E-7,0,null,null,null,null,null,1.1757990867579908E-2,2.6142238098187708E-3,7.6650463347460565E-6,2614.2238098187709,7.6650463347460569,9.0623618248897225E-2]
[null,null,null,null,null,null,null,null,null,null,null,null,null,null,null,null,null,null,null,null,null,null,null,null,null,null,null,null,null,null,null,null,null,null,null,null,null,20657.268313519395,4.8409111254344057E-2,10.499999999999979,11.666681385224663,0.53331861477533771,{"$f":"IF(AN115<>\"\",Schadstoffbelastung!$K$4*Ergebnisse!AO115,\"\")","v":466.66725540898653},{"$f":"IF(AN115<>\"\",kf*Ergebnisse!AQ115*Ergebnisse!AM115,\"\")","v":2.2590947085853022E-4},4.8409111254344056E-7,4.8409111254344052E-6,1.5044048210537313E-13,-1.0186554276890604E-13,9.7935355845326852E-4,1.3786798088673391E-2,null,7.6929962281942451E-6,0,2.6237563388790235E-3,1.6425752298674638E-10,0,7.6926631799921877E-6,0,2.6236427501932398E-3,8.8370987312445543E-7,0,null,null,null,null,null,1.1872146118721462E-2,2.6141316348458196E-3,7.6647760727141982E-6,2614.1316348458199,7.6647760727141989,9.1503459202770018E-2]
[null,null,null,null,null,null,null,null,null,null,null,null,null,null,null,null,null,null,null,null,null,null,null,null,null,null,null,null,null,null,null,null,null,null,null,null,null,20861.683209669885,4.7934770648634557E-2,10.599999999999978,11.671522296350098,0.52847770364990332,{"$f":"IF(AN116<>\"\",Schadstoffbelastung!$K$4*Ergebnisse!AO116,\"\")","v":466.86089185400391},{"$f":"IF(AN116<>\"\",kf*Ergebnisse!AQ116*Ergebnisse!AM116,\"\")","v":2.237886977583866E-4},4.7934770648634562E-7,4.7934770648634558E-6,1.4915719241120234E-13,-1.0099660776286898E-13,9.6975728312237615E-4,1.3669193733414709E-2,null,7.6929962281942451E-6,0,2.6237563388790235E-3,1.6425752298674638E-10,0,7.6926631799921877E-6,0,2.6236427501932398E-3,8.8370987312445543E-7,0,null,null,null,null,null,1.1986301369863013E-2,2.614039463122868E-3,7.6645058202115147E-6,2614.0394631228683,7.6645058202115148,9.2383300156642797E-2]
[null,null,null,null,null,null,null,null,null,null,null,null,null,null,null,null,null,null,null,null,null,null,null,null,null,null,null,null,null,null,null,null,null,null,null,null,null,21066.174995319456,4.746946231207988E-2,10.699999999999978,11.676315773414961,0.52368422658503988,{"$f":"IF(AN117<>\"\",Schadstoffbelastung!$K$4*Ergebnisse!AO117,\"\")","v":467.05263093659846},{"$f":"IF(AN117<>\"\",kf*Ergebnisse!AQ117*Ergebnisse!AM117,\"\")","v":2.2170737262002614E-4},4.7469462312079882E-7,4.746946231207988E-6,1.4789673383951757E-13,-1.0014313205775621E-13,9.6034373754438538E-4,1.3553681687828575E-2,null,7.6929962281942451E-6,0,2.6237563388790235E-3,1.6425752298674638E-10,0,7.6926631799921877E-6,0,2.6236427501932398E-3,8.8370987312445543E-7,0,null,null,null,null,null,1.2100456621004566E-2,2.6139472946498008E-3,7.664235577237669E-6,2613.9472946498008,7.6642355772376689,9.3263141110515591E-2]
[null,null,null,null,null,null,null,null,null,null,null,null,null,null,null,null,null,null,null,null,null,null,null,null,null,null,null,null,null,null,null,null,null,null,null,null,null,21270.742927424457,4.7012932430803456E-2,10.799999999999978,11.681062719646169,0.51893728035383191,{"$f":"IF(AN118<>\"\",Schadstoffbelastung!$K$4*Ergebnisse!AO118,\"\")","v":467.24250878584678},{"$f":"IF(AN118<>\"\",kf*Ergebnisse!AQ118*Ergebnisse!AM118,\"\")","v":2.1966440494348104E-4},4.7012932430803457E-7,4.7012932430803457E-6,1.4665849299857025E-13,-9.9304700316668208E-14,9.511077868693316E-4,1.34402057389325E-2,null,7.6929962281942451E-6,0,2.6237563388790235E-3,1.6425752298674638E-10,0,7.6926631799921877E-6,0,2.6236427501932398E-3,8.8370987312445543E-7,0,null,null,null,null,null,1.2214611872146119E-2,2.6138551294265042E-3,7.6639653437923273E-6,2613.8551294265044,7.6639653437923281,9.4142982064388384E-2]
[null,null,null,null,null,null,null,null,null,null,null,null,null,null,null,null,null,null,null,null,null,null,null,null,null,null,null,null,null,null,null,null,null,null,null,null,null,21475.386276873676,4.656493657936539E-2,10.899999999999977,11.685764012889249,0.51423598711075158,{"$f":"IF(AN119<>\"\",Schadstoffbelastung!$K$4*Ergebnisse!AO119,\"\")","v":467.43056051556999},{"$f":"IF(AN119<>\"\",kf*Ergebnisse!AQ119*Ergebnisse!AM119,\"\")","v":2.1765874405664732E-4},4.656493657936539E-7,4.6564936579365385E-6,1.4544187843835697E-13,-9.8480912059795468E-14,9.42044486182546E-4,1.3328711684548574E-2,null,7.6929962281942451E-6,0,2.6237563388790235E-3,1.6425752298674638E-10,0,7.6926631799921877E-6,0,2.6236427501932398E-3,8.8370987312445543E-7,0,null,null,null,null,null,1.2328767123287671E-2,2.613762967452863E-3,7.6636951198751525E-6,2613.762967452863,7.6636951198751531,9.5022823018261177E-2]
[null,null,null,null,null,null,null,null,null,null,null,null,null,null,null,null,null,null,null,null,null,null,null,null,null,null,null,null,null,null,null,null,null,null,null,null,null,21680.104328175832,4.6125239291417042E-2,10.999999999999977,11.690420506547186,0.50957949345281506,{"$f":"IF(AN120<>\"\",Schadstoffbelastung!$K$4*Ergebnisse!AO120,\"\")","v":467.61682026188743},{"$f":"IF(AN120<>\"\",kf*Ergebnisse!AQ120*Ergebnisse!AM120,\"\")","v":2.1568937731271111E-4},4.6125239291417039E-7,4.6125239291417037E-6,1.442463196735193E-13,-9.7671381002809026E-14,9.3314907181866807E-4,1.3219147243759189E-2,null,7.6929962281942451E-6,0,2.6237563388790235E-3,1.6425752298674638E-10,0,7.6926631799921877E-6,0,2.6236427501932398E-3,8.8370987312445543E-7,0,null,null,null,null,null,1.2442922374429224E-2,2.6136708087287626E-3,7.6634249054858075E-6,2613.6708087287625,7.6634249054858081,9.590266397213397E-2]
[null,null,null,null,null,null,null,null,null,null,null,null,null,null,null,null,null,null,null,null,null,null,null,null,null,null,null,null,null,null,null,null,null,null,null,null,null,21884.896379037786,4.5693613653927816E-2,11.099999999999977,11.695033030476328,0.50496696952367337,{"$f":"IF(AN121<>\"\",Schadstoffbelastung!$K$4*Ergebnisse!AO121,\"\")","v":467.80132121905308},{"$f":"IF(AN121<>\"\",kf*Ergebnisse!AQ121*Ergebnisse!AM121,\"\")","v":2.13755328385804E-4},4.5693613653927822E-7,4.5693613653927821E-6,1.4307126625884695E-13,-9.6875734430869602E-14,9.244169531525397E-4,1.3111461972183503E-2,null,7.6929962281942451E-6,0,2.6237563388790235E-3,1.6425752298674638E-10,0,7.6926631799921877E-6,0,2.6236427501932398E-3,8.8370987312445543E-7,0,null,null,null,null,null,1.2557077625570776E-2,2.6135786532540889E-3,7.6631547006239585E-6,2613.5786532540892,7.6631547006239584,9.6782504926006749E-2]
[null,null,null,null,null,null,null,null,null,null,null,null,null,null,null,null,null,null,null,null,null,null,null,null,null,null,null,null,null,null,null,null,null,null,null,null,null,22089.761740013131,4.526984092311908E-2,11.199999999999976,11.69960239184172,0.5003976081582806,{"$f":"IF(AN122<>\"\",Schadstoffbelastung!$K$4*Ergebnisse!AO122,\"\")","v":467.98409567366883},{"$f":"IF(AN122<>\"\",kf*Ergebnisse!AQ122*Ergebnisse!AM122,\"\")","v":2.1185565565696727E-4},4.5269840923119078E-7,4.5269840923119075E-6,1.4191618691309565E-13,-9.6093612605351289E-14,9.1584370482925535E-4,1.3005607181681601E-2,null,7.6929962281942451E-6,0,2.6237563388790235E-3,1.6425752298674638E-10,0,7.6926631799921877E-6,0,2.6236427501932398E-3,8.8370987312445543E-7,0,null,null,null,null,null,1.2671232876712329E-2,2.6134865010287267E-3,7.6628845052892685E-6,2613.4865010287267,7.6628845052892691,9.7662345879879542E-2]
[null,null,null,null,null,null,null,null,null,null,null,null,null,null,null,null,null,null,null,null,null,null,null,null,null,null,null,null,null,null,null,null,null,null,null,null,null,22294.699734189799,4.4853710160826114E-2,11.299999999999976,11.704129375934032,0.49587062406596871,{"$f":"IF(AN123<>\"\",Schadstoffbelastung!$K$4*Ergebnisse!AO123,\"\")","v":468.16517503736128},{"$f":"IF(AN123<>\"\",kf*Ergebnisse!AQ123*Ergebnisse!AM123,\"\")","v":2.0998945068518231E-4},4.4853710160826123E-7,4.4853710160826122E-6,1.4078056868836367E-13,-9.5324668201413806E-14,9.074250594074822E-4,1.2901535864233739E-2,null,7.6929962281942451E-6,0,2.6237563388790235E-3,1.6425752298674638E-10,0,7.6926631799921877E-6,0,2.6236427501932398E-3,8.8370987312445543E-7,0,null,null,null,null,null,1.2785388127853882E-2,2.6133943520525618E-3,7.6626143194814002E-6,2613.3943520525618,7.6626143194814009,9.8542186833752335E-2]
[null,null,null,null,null,null,null,null,null,null,null,null,null,null,null,null,null,null,null,null,null,null,null,null,null,null,null,null,null,null,null,null,null,null,null,null,null,22499.709696775506,4.4445017890311238E-2,11.399999999999975,11.708614746950115,0.49138525304988612,{"$f":"IF(AN124<>\"\",Schadstoffbelastung!$K$4*Ergebnisse!AO124,\"\")","v":468.34458987800463},{"$f":"IF(AN124<>\"\",kf*Ergebnisse!AQ124*Ergebnisse!AM124,\"\")","v":2.0815583675958397E-4},4.444501789031124E-7,4.4445017890311234E-6,1.3966391618303813E-13,-9.4568565775076382E-14,8.9915690039629661E-4,1.2799202619812523E-2,null,7.6929962281942451E-6,0,2.6237563388790235E-3,1.6425752298674638E-10,0,7.6926631799921877E-6,0,2.6236427501932398E-3,8.8370987312445543E-7,0,null,null,null,null,null,1.2899543378995433E-2,2.6133022063254798E-3,7.6623441432000201E-6,2613.3022063254798,7.6623441432000208,9.9422027787625114E-2]
[null,null,null,null,null,null,null,null,null,null,null,null,null,null,null,null,null,null,null,null,null,null,null,null,null,null,null,null,null,null,null,null,null,null,null,null,null,22704.790974885149,4.4043567769733886E-2,11.499999999999975,11.713059248739146,0.48694075126085501,{"$f":"IF(AN125<>\"\",Schadstoffbelastung!$K$4*Ergebnisse!AO125,\"\")","v":468.52236994956581},{"$f":"IF(AN125<>\"\",kf*Ergebnisse!AQ125*Ergebnisse!AM125,\"\")","v":2.0635396752510034E-4},4.4043567769733886E-7,4.4043567769733887E-6,1.3856575079405033E-13,-9.3824981256908486E-14,8.9103525564923169E-4,1.2698563587857417E-2,null,7.6929962281942451E-6,0,2.6237563388790235E-3,1.6425752298674638E-10,0,7.6926631799921877E-6,0,2.6236427501932398E-3,8.8370987312445543E-7,0,null,null,null,null,null,1.3013698630136987E-2,2.6132100638473661E-3,7.6620739764447909E-6,2613.2100638473662,7.6620739764447912,0.10030186874149791]
[null,null,null,null,null,null,null,null,null,null,null,null,null,null,null,null,null,null,null,null,null,null,null,null,null,null,null,null,null,null,null,null,null,null,null,null,null,22909.942927102886,4.3649170283046754E-2,11.599999999999975,11.717463605516119,0.48253639448388164,{"$f":"IF(AN126<>\"\",Schadstoffbelastung!$K$4*Ergebnisse!AO126,\"\")","v":468.69854422064475},{"$f":"IF(AN126<>\"\",kf*Ergebnisse!AQ126*Ergebnisse!AM126,\"\")","v":2.0458302568103043E-4},4.3649170283046757E-7,4.3649170283046751E-6,1.3748561000838787E-13,-9.3093601472301903E-14,8.8305629111086904E-4,1.2599576382346879E-2,null,7.6929962281942451E-6,0,2.6237563388790235E-3,1.6425752298674638E-10,0,7.6926631799921877E-6,0,2.6236427501932398E-3,8.8370987312445543E-7,0,null,null,null,null,null,1.3127853881278538E-2,2.6131179246181055E-3,7.6618038192153772E-6,2613.1179246181055,7.6618038192153772,0.10118170969537069]
[null,null,null,null,null,null,null,null,null,null,null,null,null,null,null,null,null,null,null,null,null,null,null,null,null,null,null,null,null,null,null,null,null,null,null,null,null,23115.164923325396,4.3261642446292978E-2,11.699999999999974,11.721828522544424,0.47817147745557698,{"$f":"IF(AN127<>\"\",Schadstoffbelastung!$K$4*Ergebnisse!AO127,\"\")","v":468.87314090177699},{"$f":"IF(AN127<>\"\",kf*Ergebnisse!AQ127*Ergebnisse!AM127,\"\")","v":2.0284222174363025E-4},4.3261642446292978E-7,4.3261642446292977E-6,1.3642304672887936E-13,-9.2374123684949229E-14,8.7521630487500421E-4,1.2502200030011327E-2,null,{"$f":"IF(AN127<>\"\",$S$37,\"\")","v":7.6929962281942451E-6},{"$f":"IF(AN128<>\"\",IF($S$39<>0,$S$39,0),\"\")","v":0},2.6237563388790235E-3,1.6425752298674638E-10,0,7.6926631799921877E-6,0,2.6236427501932398E-3,8.8370987312445543E-7,0,null,null,null,null,null,1.3242009132420091E-2,2.6130257886375842E-3,7.661533671511442E-6,2613.0257886375844,7.6615336715114424,0.10206155064924348]
[null,null,null,null,null,null,null,null,null,null,null,null,null,null,null,null,null,null,null,null,null,null,null,null,null,null,null,null,null,null,null,null,null,null,null,null,null,23320.456344299266,4.2880807529499673E-2,11.799999999999974,11.726154686789053,0.47384531321094769,{"$f":"IF(AN128<>\"\",Schadstoffbelastung!$K$4*Ergebnisse!AO128,\"\")","v":469.04618747156212},{"$f":"IF(AN128<>\"\",kf*Ergebnisse!AQ128*Ergebnisse!AM128,\"\")","v":2.0113079287413678E-4},4.2880807529499679E-7,4.2880807529499679E-6,1.3537762863529089E-13,-9.1666255164232612E-14,8.6751172155833962E-4,1.2406394911782215E-2,null,7.6929962281942451E-6,0,2.6237563388790235E-3,1.6425752298674638E-10,0,7.6926631799921877E-6,0,2.6236427501932398E-3,8.8370987312445543E-7,0,null,null,null,null,null,1.3356164383561644E-2,2.6129336559056874E-3,7.6612635333326514E-6,2612.9336559056874,7.6612635333326518,0.10294139160311627]
[null,null,null,null,null,null,null,null,null,null,null,null,null,null,null,null,null,null,null,null,null,null,null,null,null,null,null,null,null,null,null,null,null,null,null,null,null,23525.816581521198,4.250649479200079E-2,11.899999999999974,11.730442767542003,0.46955723245799774,{"$f":"IF(AN129<>\"\",Schadstoffbelastung!$K$4*Ergebnisse!AO129,\"\")","v":469.21771070168012},{"$f":"IF(AN129<>\"\",kf*Ergebnisse!AQ129*Ergebnisse!AM129,\"\")","v":1.9944800176255499E-4},4.2506494792000787E-7,4.2506494792000785E-6,1.3434893757527545E-13,-9.0969712772826308E-14,8.5993908694586218E-4,1.2312122706976845E-2,null,7.6929962281942451E-6,0,2.6237563388790235E-3,1.6425752298674638E-10,0,7.6926631799921877E-6,0,2.6236427501932398E-3,8.8370987312445543E-7,0,null,null,null,null,null,1.3470319634703196E-2,2.6128415264223006E-3,7.6609934046786684E-6,2612.8415264223008,7.6609934046786687,0.10382123255698905]
[null,null,null,null,null,null,null,null,null,null,null,null,null,null,null,null,null,null,null,null,null,null,null,null,null,null,null,null,null,null,null,null,null,null,null,null,null,23731.245036810771,4.2138539231668812E-2,11.999999999999973,11.734693417021203,0.46530658297879768,{"$f":"IF(AN130<>\"\",Schadstoffbelastung!$K$4*Ergebnisse!AO130,\"\")","v":469.38773668084815},{"$f":"IF(AN130<>\"\",kf*Ergebnisse!AQ130*Ergebnisse!AM130,\"\")","v":1.977931355699015E-4},4.2138539231668815E-7,4.213853923166881E-6,1.3333656898692932E-13,-9.0284222575700785E-14,8.5249506291760764E-4,1.2219346340379803E-2,null,7.6929962281942451E-6,0,2.6237563388790235E-3,1.6425752298674638E-10,0,7.6926631799921877E-6,0,2.6236427501932398E-3,8.8370987312445543E-7,0,null,null,null,null,null,1.3584474885844749E-2,2.6127494001873088E-3,7.6607232855491576E-6,2612.7494001873088,7.6607232855491576,0.10470107351086184]
[null,null,null,null,null,null,null,null,null,null,null,null,null,null,null,null,null,null,null,null,null,null,null,null,null,null,null,null,null,null,null,null,null,null,null,null,null,23936.741122160242,4.1776781346154625E-2,12.099999999999973,11.73890727094437,0.46109272905563081,{"$f":"IF(AN131<>\"\",Schadstoffbelastung!$K$4*Ergebnisse!AO131,\"\")","v":469.55629083777478},{"$f":"IF(AN131<>\"\",kf*Ergebnisse!AQ131*Ergebnisse!AM131,\"\")","v":1.9616550492041108E-4},4.1776781346154632E-7,4.177678134615463E-6,1.3234013134815605E-13,-8.9609519467278754E-14,8.4517642261835904E-4,1.2128029931781095E-2,null,7.6929962281942451E-6,0,2.6237563388790235E-3,1.6425752298674638E-10,0,7.6926631799921877E-6,0,2.6236427501932398E-3,8.8370987312445543E-7,0,null,null,null,null,null,1.3698630136986301E-2,2.6126572772005988E-3,7.6604531759437834E-6,2612.6572772005989,7.6604531759437835,0.10558091446473464]
[null,null,null,null,null,null,null,null,null,null,null,null,null,null,null,null,null,null,null,null,null,null,null,null,null,null,null,null,null,null,null,null,null,null,null,null,null,24142.304259433582,4.1421066906206651E-2,12.199999999999973,11.743084949078986,0.45691505092101536,{"$f":"IF(AN132<>\"\",Schadstoffbelastung!$K$4*Ergebnisse!AO132,\"\")","v":469.72339796315941},{"$f":"IF(AN132<>\"\",kf*Ergebnisse!AQ132*Ergebnisse!AM132,\"\")","v":1.9456444294442763E-4},4.142106690620666E-7,4.142106690620666E-6,1.3135924565341739E-13,-8.8945346817135126E-14,8.3798004587171918E-4,1.2038138748024065E-2,null,7.6929962281942451E-6,0,2.6237563388790235E-3,1.6425752298674638E-10,0,7.6926631799921877E-6,0,2.6236427501932398E-3,8.8370987312445543E-7,0,null,null,null,null,null,1.3812785388127854E-2,2.6125651574620545E-3,7.6601830758622089E-6,2612.5651574620547,7.6601830758622089,0.10646075541860743]
[null,null,null,null,null,null,null,null,null,null,null,null,null,null,null,null,null,null,null,null,null,null,null,null,null,null,null,null,null,null,null,null,null,null,null,null,null,24347.93388008522,4.1071246740074376E-2,12.299999999999972,11.747227055769606,0.45277294423039471,{"$f":"IF(AN133<>\"\",Schadstoffbelastung!$K$4*Ergebnisse!AO133,\"\")","v":469.88908223078425},{"$f":"IF(AN133<>\"\",kf*Ergebnisse!AQ133*Ergebnisse!AM133,\"\")","v":1.929893043676764E-4},4.1071246740074379E-7,4.1071246740074373E-6,1.3039354491549863E-13,-8.8291456132634893E-14,8.3090291481842783E-4,1.1949639157345785E-2,null,7.6929962281942451E-6,0,2.6237563388790235E-3,1.6425752298674638E-10,0,7.6926631799921877E-6,0,2.6236427501932398E-3,8.8370987312445543E-7,0,null,null,null,null,null,1.3926940639269407E-2,2.6124730409715618E-3,7.6599129853040985E-6,2612.4730409715621,7.659912985304099,0.10734059637248022]
[null,null,null,null,null,null,null,null,null,null,null,null,null,null,null,null,null,null,null,null,null,null,null,null,null,null,null,null,null,null,null,null,null,null,null,null,null,24553.629425023577,4.0727176528161525E-2,12.399999999999972,11.751334180443614,0.44866581955638729,{"$f":"IF(AN134<>\"\",Schadstoffbelastung!$K$4*Ergebnisse!AO134,\"\")","v":470.05336721774455},{"$f":"IF(AN134<>\"\",kf*Ergebnisse!AQ134*Ergebnisse!AM134,\"\")","v":1.9143946464333819E-4},4.0727176528161534E-7,4.0727176528161527E-6,1.2944267369032518E-13,-8.7647606737179067E-14,8.2394210976203706E-4,1.1862498585829844E-2,null,7.6929962281942451E-6,0,2.6237563388790235E-3,1.6425752298674638E-10,0,7.6926631799921877E-6,0,2.6236427501932398E-3,8.8370987312445543E-7,0,null,null,null,null,null,1.4041095890410958E-2,2.6123809277290065E-3,7.6596429042691169E-6,2612.3809277290065,7.6596429042691172,0.108220437326353]
[null,null,null,null,null,null,null,null,null,null,null,null,null,null,null,null,null,null,null,null,null,null,null,null,null,null,null,null,null,null,null,null,null,null,null,null,null,24759.39034425285,4.0388716607964316E-2,12.499999999999972,11.75540689809643,0.44459310190357115,{"$f":"IF(AN135<>\"\",Schadstoffbelastung!$K$4*Ergebnisse!AO135,\"\")","v":470.21627592385721},{"$f":"IF(AN135<>\"\",kf*Ergebnisse!AQ135*Ergebnisse!AM135,\"\")","v":1.8991431912741025E-4},4.0388716607964321E-7,4.0388716607964317E-6,1.2850628762524968E-13,-8.7013565464343037E-14,8.1709480522266272E-4,1.1776685476010101E-2,null,7.6929962281942451E-6,0,2.6237563388790235E-3,1.6425752298674638E-10,0,7.6926631799921877E-6,0,2.6236427501932398E-3,8.8370987312445543E-7,0,null,null,null,null,null,1.4155251141552512E-2,2.6122888177342743E-3,7.6593728327569286E-6,2612.2888177342743,7.6593728327569286,0.1091002782802258]
[null,null,null,null,null,null,null,null,null,null,null,null,null,null,null,null,null,null,null,null,null,null,null,null,null,null,null,null,null,null,null,null,null,null,null,null,null,24965.216096795612,4.0055731787891492E-2,12.599999999999971,11.759445769757226,0.44055423024277474,{"$f":"IF(AN136<>\"\",Schadstoffbelastung!$K$4*Ergebnisse!AO136,\"\")","v":470.37783079028907},{"$f":"IF(AN136<>\"\",kf*Ergebnisse!AQ136*Ergebnisse!AM136,\"\")","v":1.8841328229106031E-4},4.0055731787891499E-7,4.0055731787891494E-6,1.2758405302723018E-13,-8.6389106365483481E-14,8.1035826617042029E-4,1.1692169247297287E-2,null,7.6929962281942451E-6,0,2.6237563388790235E-3,1.6425752298674638E-10,0,7.6926631799921877E-6,0,2.6236427501932398E-3,8.8370987312445543E-7,0,null,null,null,null,null,1.4269406392694063E-2,2.6121967109872506E-3,7.6591027707671981E-6,2612.1967109872508,7.6591027707671984,0.10998011923409858]
[null,null,null,null,null,null,null,null,null,null,null,null,null,null,null,null,null,null,null,null,null,null,null,null,null,null,null,null,null,null,null,null,null,null,null,null,null,25171.106150308988,3.9728091170427998E-2,12.699999999999971,11.763451342936015,0.4365486570639856,{"$f":"IF(AN137<>\"\",Schadstoffbelastung!$K$4*Ergebnisse!AO137,\"\")","v":470.53805371744062},{"$f":"IF(AN137<>\"\",kf*Ergebnisse!AQ137*Ergebnisse!AM137,\"\")","v":1.8693578697242231E-4},3.9728091170428004E-7,3.9728091170428E-6,1.2667564645245811E-13,-8.5774010431869104E-14,8.0372984444788964E-4,1.1608920258371331E-2,null,7.6929962281942451E-6,0,2.6237563388790235E-3,1.6425752298674638E-10,0,7.6926631799921877E-6,0,2.6236427501932398E-3,8.8370987312445543E-7,0,null,null,null,null,null,1.4383561643835616E-2,2.6121046074878201E-3,7.6588327182995885E-6,2612.1046074878204,7.658832718299589,0.11085996018797137]
[null,null,null,null,null,null,null,null,null,null,null,null,null,null,null,null,null,null,null,null,null,null,null,null,null,null,null,null,null,null,null,null,null,null,null,null,null,25377.059981074297,3.9405667983043596E-2,12.799999999999971,11.767424152053058,0.43257584794694282,{"$f":"IF(AN138<>\"\",Schadstoffbelastung!$K$4*Ergebnisse!AO138,\"\")","v":470.69696608212234},{"$f":"IF(AN138<>\"\",kf*Ergebnisse!AQ138*Ergebnisse!AM138,\"\")","v":1.8548128366058049E-4},3.9405667983043602E-7,3.9405667983043602E-6,1.2578075431327239E-13,-8.5168065328516334E-14,7.9720697534926669E-4,1.1526909771157841E-2,null,7.6929962281942451E-6,0,2.6237563388790235E-3,1.6425752298674638E-10,0,7.6926631799921877E-6,0,2.6236427501932398E-3,8.8370987312445543E-7,0,null,null,null,null,null,1.449771689497717E-2,2.6120125072358691E-3,7.6585626753537642E-6,2612.0125072358692,7.6585626753537648,0.11173980114184416]
[null,null,null,null,null,null,null,null,null,null,null,null,null,null,null,null,null,null,null,null,null,null,null,null,null,null,null,null,null,null,null,null,null,null,null,null,null,25583.077073617729,3.9088339417592405E-2,12.89999999999997,11.771364718851363,0.42863528114863847,{"$f":"IF(AN139<>\"\",Schadstoffbelastung!$K$4*Ergebnisse!AO139,\"\")","v":470.85458875405448},{"$f":"IF(AN139<>\"\",kf*Ergebnisse!AQ139*Ergebnisse!AM139,\"\")","v":1.840492398154937E-4},3.9088339417592408E-7,3.9088339417592405E-6,{"$f":"IF(AN139<>\"\",(AX139*$S$36)/A0*(d_50*2)*1000000,\"\")","v":1.2489907250467359E-13},{"$f":"IF(AU139<>\"\",AU139*($S$41-$S$40),\"\")","v":-8.457106514129625E-14},7.9078717437129262E-4,1.1446109916600777E-2,null,7.6929962281942451E-6,0,{"$f":"IF(AN139<>\"\",IF(AZ139<Lw,(AZ139*pb)/(Kd*pb+Theta_w),(Sättigungskonz*pb)/(Kd*pb+Theta_w)),\"\")","v":2.6237563388790235E-3},{"$f":"IF(AN139<>\"\",IF(BA139=0,n*$AO$4*((AZ139/$S$10)-BB139),0),\"\")","v":1.6425752298674638E-10},{"$f":"IF(AN139<>\"\",IF(BA139<>0,IF(AU139*(Sättigungskonz-BB139)<0,AU139*((Sättigungskonz-BB139)*(-1)),AU139*(Sättigungskonz-BB139)),0),\"\")","v":0},{"$f":"IF(AN139<>\"\",IF(Sättigungskonz>=AZ139,IF(AZ139-(BC139+BD139)*$BC$4/pb>0,AZ139-(BC139+BD139)*$BC$4/pb,0),IF(AZ139-(BC139+BD139)*$BC$4/pb>Sättigungskonz,AZ139-(BC139+BD139)*$BC$4/pb,Sättigungskonz)),\"\")","v":7.6926631799921877E-6},0,{"$f":"IF(AN139<>\"\",IF(BE139<Lw,(BE139*pb)/(Kd*pb+Theta_w),(Sättigungskonz*pb)/(Kd*pb+Theta_w)),\"\")","v":2.6236427501932398E-3},{"$f":"IF(AN139<>\"\",IF(BF138=0,n*$AO$4*(BE139-(BG139/$S$10))*(-1),0),\"\")","v":8.8370987312445543E-7},{"$f":"IF(AN139<>\"\",IF(BF139<>0,AU139*(Sättigungskonz-BG139),0),\"\")","v":0},null,null,null,null,null,1.4611872146118721E-2,2.6119204102312828E-3,7.6582926419293899E-6,2611.9204102312829,7.65829264192939,{"$f":"IF(BO139<>\"\",BO139*(0.1*Retardation),\"\")","v":0.11261964209571694}]
[null,null,null,null,null,null,null,null,null,null,null,null,null,null,null,null,null,null,null,null,null,null,null,null,null,null,null,null,null,null,null,null,null,null,null,null,null,{"$f":"IF(AN140<>\"\",IF(((AN141-AN140)/AT140)<0,((AN141-AN140)/AT140)*(-1),((AN141-AN140)/AT140)),\"\")","v":25789.156920555517},3.8775986476817931E-2,{"$f":"IF(AN139>=$AS$6+0.1,\"\",AN139+0.1)","v":12.99999999999997},11.775273552793122,0.42472644720687924,{"$f":"IF(AN140<>\"\",Schadstoffbelastung!$K$4*Ergebnisse!AO140,\"\")","v":471.01094211172489},{"$f":"IF(AN140<>\"\",kf*Ergebnisse!AQ140*Ergebnisse!AM140,\"\")","v":1.826391392175752E-4},3.8775986476817938E-7,3.8775986476817936E-6,1.2403030604682939E-13,-8.3982810134869641E-14,7.8446803410793205E-4,1.1366493661900661E-2,null,7.6929962281942451E-6,0,2.6237563388790235E-3,1.6425752298674638E-10,0,7.6926631799921877E-6,{"$f":"IF(AN140<>\"\",IF(BA140<>0,BA140-((BH140+BD140)*$BC$4),0),\"\")","v":0},2.6236427501932398E-3,8.8370987312445543E-7,0,null,null,null,null,null,1.4726027397260274E-2,2.6118283164739465E-3,7.65802261802613E-6,{"$f":"IF(BP140<>\"\",BP140/(1*10^-6),\"\")","v":2611.8283164739464},{"$f":"IF(BQ140<>\"\",BQ140/(1*10^-6),\"\")","v":7.6580226180261306},0.11349948304958973]
[null,null,null,null,null,null,null,null,null,null,null,null,null,null,null,null,null,null,null,null,null,null,null,null,null,null,null,null,null,null,null,null,null,null,null,null,null,25995.299022563191,3.8468493827750333E-2,13.099999999999969,11.779151151440804,0.42084884855919746,{"$f":"IF(AN141<>\"\",Schadstoffbelastung!$K$4*Ergebnisse!AO141,\"\")","v":471.16604605763212},{"$f":"IF(AN141<>\"\",kf*Ergebnisse!AQ141*Ergebnisse!AM141,\"\")","v":1.8125048134613552E-4},3.8468493827750334E-7,3.8468493827750334E-6,1.2317416874319257E-13,-8.3403106521193457E-14,7.7824722128448762E-4,1.1288034779183475E-2,null,7.6929962281942451E-6,0,2.6237563388790235E-3,1.6425752298674638E-10,0,7.6926631799921877E-6,0,2.6236427501932398E-3,8.8370987312445543E-7,0,null,null,null,null,null,1.4840182648401826E-2,2.6117362259637463E-3,7.6577526036436492E-6,2611.7362259637466,7.6577526036436492,0.11437932400346251]
[null,null,null,null,null,null,null,null,null,null,null,null,null,null,null,null,null,null,null,null,null,null,null,null,null,null,null,null,null,null,null,null,null,null,null,null,null,26201.502887955063,3.8165749662386755E-2,13.199999999999969,11.782998000823579,0.41700199917642244,{"$f":"IF(AN142<>\"\",Schadstoffbelastung!$K$4*Ergebnisse!AO142,\"\")","v":471.31992003294317},{"$f":"IF(AN142<>\"\",kf*Ergebnisse!AQ142*Ergebnisse!AM142,\"\")","v":1.7988278078873455E-4},3.8165749662386757E-7,3.8165749662386753E-6,1.2233038285552464E-13,-8.2831766239474375E-14,7.7212247393905519E-4,1.1210707815718939E-2,null,7.6929962281942451E-6,0,2.6237563388790235E-3,1.6425752298674638E-10,0,7.6926631799921877E-6,0,2.6236427501932398E-3,8.8370987312445543E-7,0,null,null,null,null,null,1.4954337899543379E-2,2.6116441387005673E-3,7.6574825987816104E-6,2611.6441387005675,7.6574825987816109,0.11525916495733531]
[null,null,null,null,null,null,null,null,null,null,null,null,null,null,null,null,null,null,null,null,null,null,null,null,null,null,null,null,null,null,null,null,null,null,null,null,null,26407.76803263554,3.7867645564144813E-2,13.299999999999969,11.786814575789817,0.41318542421018378,{"$f":"IF(AN143<>\"\",Schadstoffbelastung!$K$4*Ergebnisse!AO143,\"\")","v":471.47258303159271},{"$f":"IF(AN143<>\"\",kf*Ergebnisse!AQ143*Ergebnisse!AM143,\"\")","v":1.7853556667452191E-4},3.7867645564144816E-7,3.7867645564144812E-6,1.2149867879181931E-13,-8.2268606744857055E-14,7.6609159872077586E-4,1.1134488065320882E-2,null,7.6929962281942451E-6,0,2.6237563388790235E-3,1.6425752298674638E-10,0,7.6926631799921877E-6,0,2.6236427501932398E-3,8.8370987312445543E-7,0,null,null,null,null,null,1.5068493150684932E-2,2.6115520546842949E-3,7.6572126034396798E-6,2611.5520546842949,7.6572126034396799,0.1161390059112081]
[null,null,null,null,null,null,null,null,null,null,null,null,null,null,null,null,null,null,null,null,null,null,null,null,null,null,null,null,null,null,null,null,null,null,null,null,null,26614.093979926976,3.7574076380515596E-2,13.399999999999968,11.790601340346232,0.40939865965376931,{"$f":"IF(AN144<>\"\",Schadstoffbelastung!$K$4*Ergebnisse!AO144,\"\")","v":471.62405361384924},{"$f":"IF(AN144<>\"\",kf*Ergebnisse!AQ144*Ergebnisse!AM144,\"\")","v":1.7720838213375155E-4},3.7574076380515597E-7,3.7574076380515595E-6,1.206787948084894E-13,-8.1713450806770291E-14,7.6015246831350792E-4,1.1059351541054831E-2,null,7.6929962281942451E-6,0,2.6237563388790235E-3,1.6425752298674638E-10,0,7.6926631799921877E-6,0,2.6236427501932398E-3,8.8370987312445543E-7,0,null,null,null,null,null,1.5182648401826484E-2,2.6114599739148151E-3,7.6569426176175203E-6,2611.4599739148152,7.6569426176175206,0.11701884686508089]
[null,null,null,null,null,null,null,null,null,null,null,null,null,null,null,null,null,null,null,null,null,null,null,null,null,null,null,null,null,null,null,null,null,null,null,null,null,26820.480260391934,3.7284940101418716E-2,13.499999999999968,11.794358747984283,0.40564125201571777,{"$f":"IF(AN145<>\"\",Schadstoffbelastung!$K$4*Ergebnisse!AO145,\"\")","v":471.77434991937133},{"$f":"IF(AN145<>\"\",kf*Ergebnisse!AQ145*Ergebnisse!AM145,\"\")","v":1.7590078378129518E-4},3.7284940101418722E-7,3.7284940101418721E-6,1.1987047672560311E-13,-8.1166126316109186E-14,7.5430301897485555E-4,1.0985274949141418E-2,null,7.6929962281942451E-6,0,2.6237563388790235E-3,1.6425752298674638E-10,0,7.6926631799921877E-6,0,2.6236427501932398E-3,8.8370987312445543E-7,0,null,null,null,null,null,1.5296803652968037E-2,2.611367896392013E-3,7.6566726413147965E-6,2611.3678963920129,7.6566726413147972,0.11789868781895368]
[null,null,null,null,null,null,null,null,null,null,null,null,null,null,null,null,null,null,null,null,null,null,null,null,null,null,null,null,null,null,null,null,null,null,null,null,null,27026.926411654571,3.7000137742957538E-2,13.599999999999968,11.798087241994425,0.40191275800557591,{"$f":"IF(AN146<>\"\",Schadstoffbelastung!$K$4*Ergebnisse!AO146,\"\")","v":471.92348967977699},{"$f":"IF(AN146<>\"\",kf*Ergebnisse!AQ146*Ergebnisse!AM146,\"\")","v":1.7461234122288953E-4},3.7000137742957548E-7,3.7000137742957546E-6,1.1907347765448782E-13,-8.062646610079157E-14,7.4854124818444872E-4,1.0912235663993221E-2,null,7.6929962281942451E-6,0,2.6237563388790235E-3,1.6425752298674638E-10,0,7.6926631799921877E-6,0,2.6236427501932398E-3,8.8370987312445543E-7,0,null,null,null,null,null,1.5410958904109588E-2,2.611275822115774E-3,7.6564026745311729E-6,2611.2758221157742,7.6564026745311731,0.11877852877282646]
[null,null,null,null,null,null,null,null,null,null,null,null,null,null,null,null,null,null,null,null,null,null,null,null,null,null,null,null,null,null,null,null,null,null,null,null,null,27233.431978199565,3.6719573236325818E-2,13.699999999999967,11.801787255768721,0.39821274423128017,{"$f":"IF(AN147<>\"\",Schadstoffbelastung!$K$4*Ergebnisse!AO147,\"\")","v":472.07149023074885},{"$f":"IF(AN147<>\"\",kf*Ergebnisse!AQ147*Ergebnisse!AM147,\"\")","v":1.7334263658309453E-4},3.6719573236325821E-7,3.671957323632582E-6,1.1828755773715921E-13,-8.0094307749321395E-14,7.4286521239643778E-4,1.0840211704335296E-2,null,7.6929962281942451E-6,0,2.6237563388790235E-3,1.6425752298674638E-10,0,7.6926631799921877E-6,0,2.6236427501932398E-3,8.8370987312445543E-7,0,null,null,null,null,null,1.5525114155251141E-2,2.6111837510859842E-3,7.6561327172663142E-6,2611.1837510859841,7.6561327172663143,0.11965836972669926]
[null,null,null,null,null,null,null,null,null,null,null,null,null,null,null,null,null,null,null,null,null,null,null,null,null,null,null,null,null,null,null,null,null,null,null,null,null,27439.996511377547,3.6443153321297349E-2,13.799999999999967,11.805459213092353,0.3945407869076476,{"$f":"IF(AN148<>\"\",Schadstoffbelastung!$K$4*Ergebnisse!AO148,\"\")","v":472.21836852369415},{"$f":"IF(AN148<>\"\",kf*Ergebnisse!AQ148*Ergebnisse!AM148,\"\")","v":1.7209126405241882E-4},3.6443153321297356E-7,3.6443153321297355E-6,1.1751248389612512E-13,-7.9569493441377236E-14,7.37273024884708E-4,1.0769181710276483E-2,null,7.6929962281942451E-6,0,2.6237563388790235E-3,1.6425752298674638E-10,0,7.6926631799921877E-6,0,2.6236427501932398E-3,8.8370987312445543E-7,0,null,null,null,null,null,1.5639269406392695E-2,2.611091683302529E-3,7.6558627695198849E-6,2611.091683302529,7.6558627695198851,0.12053821068057205]
[null,null,null,null,null,null,null,null,null,null,null,null,null,null,null,null,null,null,null,null,null,null,null,null,null,null,null,null,null,null,null,null,null,null,null,null,null,27646.619569057206,3.6170787444813744E-2,13.899999999999967,11.809103528424483,0.39089647157551788,{"$f":"IF(AN149<>\"\",Schadstoffbelastung!$K$4*Ergebnisse!AO149,\"\")","v":472.36414113697936},{"$f":"IF(AN149<>\"\",kf*Ergebnisse!AQ149*Ergebnisse!AM149,\"\")","v":1.7085782945617682E-4},3.6170787444813749E-7,3.6170787444813748E-6,1.1674802959614413E-13,-7.9051869786495269E-14,7.3176285369123202E-4,1.0699124921476283E-2,null,7.6929962281942451E-6,0,2.6237563388790235E-3,1.6425752298674638E-10,0,7.6926631799921877E-6,0,2.6236427501932398E-3,8.8370987312445543E-7,0,null,null,null,null,null,1.5753424657534248E-2,2.610999618765293E-3,7.6555928312915478E-6,2610.9996187652932,7.655592831291548,0.12141805163444484]
[null,null,null,null,null,null,null,null,null,null,null,null,null,null,null,null,null,null,null,null,null,null,null,null,null,null,null,null,null,null,null,null,null,null,null,null,null,27853.300715573689,3.5902387663551263E-2,13.999999999999966,11.812720607168965,0.38727939283103652,{"$f":"IF(AN150<>\"\",Schadstoffbelastung!$K$4*Ergebnisse!AO150,\"\")","v":472.50882428675857},{"$f":"IF(AN150<>\"\",kf*Ergebnisse!AQ150*Ergebnisse!AM150,\"\")","v":1.6964194983992034E-4},3.5902387663551265E-7,3.5902387663551264E-6,1.1599397461492894E-13,-7.8541287668809151E-14,7.2633291965492177E-4,1.0630021156131457E-2,null,7.6929962281942451E-6,0,2.6237563388790235E-3,1.6425752298674638E-10,0,7.6926631799921877E-6,0,2.6236427501932398E-3,8.8370987312445543E-7,0,null,null,null,null,null,1.5867579908675798E-2,2.6109075574741632E-3,7.6553229025809694E-6,2610.9075574741632,7.6553229025809699,0.12229789258831761]
[null,null,null,null,null,null,null,null,null,null,null,null,null,null,null,null,null,null,null,null,null,null,null,null,null,null,null,null,null,null,null,null,null,null,null,null,null,28060.03952166548,3.5637868550679866E-2,14.099999999999966,11.81631084593532,0.3836891540646814,{"$f":"IF(AN151<>\"\",Schadstoffbelastung!$K$4*Ergebnisse!AO151,\"\")","v":472.65243383741279},{"$f":"IF(AN151<>\"\",kf*Ergebnisse!AQ151*Ergebnisse!AM151,\"\")","v":1.6844325307256632E-4},3.5637868550679872E-7,3.563786855067987E-6,1.1525010482351186E-13,-7.8037602098332058E-14,7.2098149452529277E-4,1.0561850790848079E-2,null,7.6929962281942451E-6,0,2.6237563388790235E-3,1.6425752298674638E-10,0,7.6926631799921877E-6,0,2.6236427501932398E-3,8.8370987312445543E-7,0,null,null,null,null,null,1.5981735159817351E-2,2.610815499429024E-3,7.6550529833878123E-6,2610.8154994290239,7.6550529833878125,0.1231777335421904]
[null,null,null,null,null,null,null,null,null,null,null,null,null,null,null,null,null,null,null,null,null,null,null,null,null,null,null,null,null,null,null,null,null,null,null,null,null,28266.835564204404,3.5377147106849929E-2,14.199999999999966,11.819874632790388,0.38012536720961343,{"$f":"IF(AN152<>\"\",Schadstoffbelastung!$K$4*Ergebnisse!AO152,\"\")","v":472.79498531161551},{"$f":"IF(AN152<>\"\",kf*Ergebnisse!AQ152*Ergebnisse!AM152,\"\")","v":1.6726137746749973E-4},3.537714710684993E-7,3.5377147106849928E-6,1.1451621197648503E-13,-7.7540672068925197E-14,7.1570689916165635E-4,1.0494594741418553E-2,null,7.6929962281942451E-6,0,2.6237563388790235E-3,1.6425752298674638E-10,0,7.6926631799921877E-6,0,2.6236427501932398E-3,8.8370987312445543E-7,0,null,null,null,null,null,1.6095890410958904E-2,2.6107234446297611E-3,7.6547830737117413E-6,2610.7234446297612,7.6547830737117417,0.12405757449606319]
[null,null,null,null,null,null,null,null,null,null,null,null,null,null,null,null,null,null,null,null,null,null,null,null,null,null,null,null,null,null,null,null,null,null,null,null,null,28473.68842611475,3.5120142674696223E-2,14.299999999999965,11.823412347501073,0.37658765249892845,{"$f":"IF(AN153<>\"\",Schadstoffbelastung!$K$4*Ergebnisse!AO153,\"\")","v":472.93649390004293},{"$f":"IF(AN153<>\"\",kf*Ergebnisse!AQ153*Ergebnisse!AM153,\"\")","v":1.6609597141840107E-4},3.512014267469622E-7,3.5120142674696219E-6,1.1379209351022782E-13,-7.7050360421674473E-14,7.1050750180346974E-4,1.0428234444330596E-2,null,7.6929962281942451E-6,0,2.6237563388790235E-3,1.6425752298674638E-10,0,7.6926631799921877E-6,0,2.6236427501932398E-3,8.8370987312445543E-7,0,null,null,null,null,null,1.6210045662100457E-2,2.6106313930762608E-3,7.6545131735524226E-6,2610.6313930762608,7.6545131735524228,0.12493741544993599]
[null,null,null,null,null,null,null,null,null,null,null,null,null,null,null,null,null,null,null,null,null,null,null,null,null,null,null,null,null,null,null,null,null,null,null,null,null,28680.597696291999,3.4866776856930085E-2,14.399999999999965,11.826924361768542,0.37307563823145884,{"$f":"IF(AN154<>\"\",Schadstoffbelastung!$K$4*Ergebnisse!AO154,\"\")","v":473.07697447074167},{"$f":"IF(AN154<>\"\",kf*Ergebnisse!AQ154*Ergebnisse!AM154,\"\")","v":1.6494669305022963E-4},3.4866776856930092E-7,3.4866776856930092E-6,1.1307755234941998E-13,-7.6566533713877601E-14,7.0538171641327792E-4,1.0362751839035541E-2,null,7.6929962281942451E-6,0,2.6237563388790235E-3,1.6425752298674638E-10,0,7.6926631799921877E-6,0,2.6236427501932398E-3,8.8370987312445543E-7,0,null,null,null,null,null,1.632420091324201E-2,2.6105393447684081E-3,7.654243282909519E-6,2610.5393447684082,7.6542432829095191,0.12581725640380878]
[null,null,null,null,null,null,null,null,null,null,null,null,null,null,null,null,null,null,null,null,null,null,null,null,null,null,null,null,null,null,null,null,null,null,null,null,null,28887.562969390292,3.4616973438002088E-2,14.499999999999964,11.830411039454235,0.36958896054576584,{"$f":"IF(AN155<>\"\",Schadstoffbelastung!$K$4*Ergebnisse!AO155,\"\")","v":473.21644157816939},{"$f":"IF(AN155<>\"\",kf*Ergebnisse!AQ155*Ergebnisse!AM155,\"\")","v":1.6381320988537358E-4},3.4616973438002088E-7,3.4616973438002086E-6,1.1237239672188597E-13,-7.6089062093672435E-14,7.0032800109188847E-4,1.0298129350980139E-2,null,7.6929962281942451E-6,0,2.6237563388790235E-3,1.6425752298674638E-10,0,7.6926631799921877E-6,0,2.6236427501932398E-3,8.8370987312445543E-7,0,null,null,null,null,null,1.643835616438356E-2,2.6104472997060886E-3,7.6539734017826952E-6,2610.4472997060889,7.6539734017826957,0.12669709735768156]
[null,null,null,null,null,null,null,null,null,null,null,null,null,null,null,null,null,null,null,null,null,null,null,null,null,null,null,null,null,null,null,null,null,null,null,null,null,29094.583845761867,3.4370658308820037E-2,14.599999999999964,11.833872736798035,0.36612726320196565,{"$f":"IF(AN156<>\"\",Schadstoffbelastung!$K$4*Ergebnisse!AO156,\"\")","v":473.35490947192142},{"$f":"IF(AN156<>\"\",kf*Ergebnisse!AQ156*Ergebnisse!AM156,\"\")","v":1.6269519852261854E-4},3.4370658308820042E-7,3.437065830882004E-6,1.1167643998041215E-13,-7.5617819179386546E-14,6.9534485655535928E-4,1.0234349875277384E-2,null,7.6929962281942451E-6,0,2.6237563388790235E-3,1.6425752298674638E-10,0,7.6926631799921877E-6,0,2.6236427501932398E-3,8.8370987312445543E-7,0,null,null,null,null,null,1.6552511415525113E-2,2.6103552578891878E-3,7.6537035301716156E-6,2610.3552578891881,7.6537035301716161,0.12757693831155434]
[null,null,null,null,null,null,null,null,null,null,null,null,null,null,null,null,null,null,null,null,null,null,null,null,null,null,null,null,null,null,null,null,null,null,null,null,null,29301.659931354883,3.4127759394611108E-2,14.699999999999964,11.837309802628917,0.36269019737108366,{"$f":"IF(AN157<>\"\",Schadstoffbelastung!$K$4*Ergebnisse!AO157,\"\")","v":473.49239210515668},{"$f":"IF(AN157<>\"\",kf*Ergebnisse!AQ157*Ergebnisse!AM157,\"\")","v":1.6159234432943647E-4},3.4127759394611108E-7,3.4127759394611106E-6,1.1098950043186827E-13,-7.5152681943832911E-14,6.904308246755941E-4,1.0171396761046697E-2,null,7.6929962281942451E-6,0,2.6237563388790235E-3,1.6425752298674638E-10,0,7.6926631799921877E-6,0,2.6236427501932398E-3,8.8370987312445543E-7,0,null,null,null,null,null,1.6666666666666666E-2,2.6102632193175917E-3,7.653433668075945E-6,2610.2632193175918,7.6534336680759454,0.12845677926542715]
[null,null,null,null,null,null,null,null,null,null,null,null,null,null,null,null,null,null,null,null,null,null,null,null,null,null,null,null,null,null,null,null,null,null,null,null,null,29508.790837560355,3.388820658578607E-2,14.799999999999963,11.840722578568379,0.35927742143162256,{"$f":"IF(AN158<>\"\",Schadstoffbelastung!$K$4*Ergebnisse!AO158,\"\")","v":473.62890314273511},{"$f":"IF(AN158<>\"\",kf*Ergebnisse!AQ158*Ergebnisse!AM158,\"\")","v":1.6050434114700269E-4},3.3888206585786073E-7,3.3888206585786072E-6,1.1031140117331691E-13,-7.4693530603337043E-14,6.8558448708167213E-4,1.0109253796394548E-2,null,7.6929962281942451E-6,0,2.6237563388790235E-3,1.6425752298674638E-10,0,7.6926631799921877E-6,0,2.6236427501932398E-3,8.8370987312445543E-7,0,null,null,null,null,null,1.678082191780822E-2,2.6101711839911852E-3,7.6531638154953478E-6,2610.1711839911854,7.6531638154953479,0.12933662021929992]
[null,null,null,null,null,null,null,null,null,null,null,null,null,null,null,null,null,null,null,null,null,null,null,null,null,null,null,null,null,null,null,null,null,null,null,null,null,29715.976181037568,3.365193167162784E-2,14.899999999999963,11.844111399226957,0.35588860077304396,{"$f":"IF(AN159<>\"\",Schadstoffbelastung!$K$4*Ergebnisse!AO159,\"\")","v":473.76445596907831},{"$f":"IF(AN159<>\"\",kf*Ergebnisse!AQ159*Ergebnisse!AM159,\"\")","v":1.594308910071736E-4},3.3651931671627838E-7,3.3651931671627835E-6,1.0964196993468417E-13,-7.4240248511206934E-14,6.8080446381831711E-4,1.004790519399632E-2,null,7.6929962281942451E-6,0,2.6237563388790235E-3,1.6425752298674638E-10,0,7.6926631799921877E-6,0,2.6236427501932398E-3,8.8370987312445543E-7,0,null,null,null,null,null,1.6894977168949773E-2,2.6100791519098544E-3,7.6528939724294887E-6,2610.0791519098548,7.6528939724294887,0.13021646117317273]
[null,null,null,null,null,null,null,null,null,null,null,null,null,null,null,null,null,null,null,null,null,null,null,null,null,null,null,null,null,null,null,null,null,null,null,null,null,29923.215583795471,3.3418868276360432E-2,14.999999999999963,11.84747659239412,0.35252340760588119,{"$f":"IF(AN160<>\"\",Schadstoffbelastung!$K$4*Ergebnisse!AO160,\"\")","v":473.89906369576477},{"$f":"IF(AN160<>\"\",kf*Ergebnisse!AQ160*Ergebnisse!AM160,\"\")","v":1.5837170385939306E-4},3.3418868276360432E-7,3.3418868276360429E-6,1.0898103892680785E-13,-7.3792722054844181E-14,6.7608941205252258E-4,9.9873355771710314E-3,null,7.6929962281942451E-6,0,2.6237563388790235E-3,1.6425752298674638E-10,0,7.6926631799921877E-6,0,2.6236427501932398E-3,8.8370987312445543E-7,0,null,null,null,null,null,1.7009132420091323E-2,2.6099871230734848E-3,7.6526241388780321E-6,2609.9871230734848,7.6526241388780321,0.13109630212704548]
[null,null,null,null,null,null,null,null,null,null,null,null,null,null,null,null,null,null,null,null,null,null,null,null,null,null,null,null,null,null,null,null,null,null,null,null,null,30130.508672861917,3.3188951798237672E-2,15.099999999999962,11.850818479221756,0.34918152077824516,{"$f":"IF(AN161<>\"\",Schadstoffbelastung!$K$4*Ergebnisse!AO161,\"\")","v":474.03273916887025},{"$f":"IF(AN161<>\"\",kf*Ergebnisse!AQ161*Ergebnisse!AM161,\"\")","v":1.5732649731062208E-4},3.3188951798237678E-7,3.3188951798237676E-6,1.0832844469674123E-13,-7.3350840557767951E-14,6.7143802484126989E-4,9.9275299666209404E-3,null,7.6929962281942451E-6,0,2.6237563388790235E-3,1.6425752298674638E-10,0,7.6926631799921877E-6,0,2.6236427501932398E-3,8.8370987312445543E-7,0,null,null,null,null,null,1.7123287671232876E-2,2.6098950974819623E-3,7.6523543148406428E-6,2609.8950974819622,7.6523543148406432,0.13197614308091829]
[null,null,null,null,null,null,null,null,null,null,null,null,null,null,null,null,null,null,null,null,null,null,null,null,null,null,null,null,null,null,null,null,null,null,null,null,null,30337.855080355512,3.2962119350603676E-2,15.199999999999962,11.85413737440158,0.3458626255984214,{"$f":"IF(AN162<>\"\",Schadstoffbelastung!$K$4*Ergebnisse!AO162,\"\")","v":474.1654949760632},{"$f":"IF(AN162<>\"\",kf*Ergebnisse!AQ162*Ergebnisse!AM162,\"\")","v":1.5629499637339066E-4},3.296211935060368E-7,3.2962119350603677E-6,1.0768402798741152E-13,-7.291449618458757E-14,6.6684902993913598E-4,9.8684737675702548E-3,null,7.6929962281942451E-6,0,2.6237563388790235E-3,1.6425752298674638E-10,0,7.6926631799921877E-6,0,2.6236427501932398E-3,8.8370987312445543E-7,0,null,null,null,null,null,1.7237442922374429E-2,2.609803075135171E-3,7.6520845003169835E-6,2609.8030751351712,7.6520845003169837,0.1328559840347911]
[null,null,null,null,null,null,null,null,null,null,null,null,null,null,null,null,null,null,null,null,null,null,null,null,null,null,null,null,null,null,null,null,null,null,null,null,null,30545.25444329904,3.2738309705564579E-2,15.299999999999962,11.85743358633664,0.34256641366336105,{"$f":"IF(AN163<>\"\",Schadstoffbelastung!$K$4*Ergebnisse!AO163,\"\")","v":474.2973434534656},{"$f":"IF(AN163<>\"\",kf*Ergebnisse!AQ163*Ergebnisse!AM163,\"\")","v":1.552769332250609E-4},3.273830970556458E-7,3.2738309705564577E-6,1.0704763360350461E-13,-7.2483583850191069E-14,6.6232118865872959E-4,9.8101527574744173E-3,null,7.6929962281942451E-6,0,2.6237563388790235E-3,1.6425752298674638E-10,0,7.6926631799921877E-6,0,2.6236427501932398E-3,8.8370987312445543E-7,0,null,null,null,null,null,1.7351598173515982E-2,2.6097110560329979E-3,7.6518146953067206E-6,2609.7110560329979,7.6518146953067205,0.13373582498866388]
[null,null,null,null,null,null,null,null,null,null,null,null,null,null,null,null,null,null,null,null,null,null,null,null,null,null,null,null,null,null,null,null,null,null,null,null,null,30752.70640348543,3.2517463239809648E-2,15.399999999999961,{"$f":"IF(AN164=\"\",\"\",SQRT(($S$29^2)+(($S$28^2)-($S$29^2))*(LN(AN164)-LN(Brunnenradius))/(LN(ReichweiteAbsenkung)-LN(Brunnenradius))))","v":11.860707417307196},0.3392925826928046,{"$f":"IF(AN164<>\"\",Schadstoffbelastung!$K$4*Ergebnisse!AO164,\"\")","v":474.42829669228786},{"$f":"IF(AN164<>\"\",kf*Ergebnisse!AQ164*Ergebnisse!AM164,\"\")","v":1.5427204697616978E-4},3.2517463239809655E-7,3.2517463239809655E-6,1.0641911028232598E-13,-7.205800113230313E-14,{"$f":"IF(AN164<>\"\",((d_50*2)*kf*AM164)/($S$13*neff),\"\")","v":6.5785329477461066E-4},{"$f":"IF(AN164<>\"\",150*(AW164^0.87)*(0.016^0.79),\"\")","v":9.7525530741854292E-3},null,7.6929962281942451E-6,0,2.6237563388790235E-3,1.6425752298674638E-10,0,7.6926631799921877E-6,0,2.6236427501932398E-3,8.8370987312445543E-7,0,null,null,null,null,null,1.7465753424657535E-2,2.6096190401753289E-3,7.6515448998095186E-6,2609.6190401753288,7.6515448998095188,0.13461566594253668]
[null,null,null,null,null,null,null,null,null,null,null,null,null,null,null,null,null,null,null,null,null,null,null,null,null,null,null,null,null,null,null,null,null,null,null,null,null,30960.210607560646,{"$f":"IF(AN165<>\"\",(AO166-AO165)/(AN166-AN165),\"\")","v":3.2299521882315337E-2},15.499999999999961,11.863959163631177,{"$f":"IF(AN165<>\"\",$S$28-AO165,\"\")","v":0.33604083636882365},{"$f":"IF(AN165<>\"\",Schadstoffbelastung!$K$4*Ergebnisse!AO165,\"\")","v":474.55836654524711},{"$f":"IF(AN165<>\"\",kf*Ergebnisse!AQ165*Ergebnisse!AM165,\"\")","v":1.5328008344664033E-4},{"$f":"IF(AN165<>\"\",AR165/AQ165,\"\")","v":3.2299521882315338E-7},{"$f":"IF(AS165<>\"\",AS165/$S$30,\"\")","v":3.2299521882315337E-6},1.0579831056893511E-13,-7.1637648186936677E-14,6.5344417346530266E-4,9.6956612045088122E-3,null,7.6929962281942451E-6,0,2.6237563388790235E-3,1.6425752298674638E-10,0,7.6926631799921877E-6,0,2.6236427501932398E-3,8.8370987312445543E-7,0,null,null,null,null,null,1.7579908675799085E-2,2.6095270275620485E-3,7.651275113825042E-6,2609.5270275620487,7.6512751138250428,0.13549550689640943]
[null,null,null,null,null,null,null,null,null,null,null,null,null,null,null,null,null,null,null,null,null,null,null,null,null,null,null,null,null,null,null,null,null,null,null,null,null,31167.766706681912,3.2084429064518472E-2,15.599999999999961,11.867189115819409,0.33281088418059213,{"$f":"IF(AN166<>\"\",Schadstoffbelastung!$K$4*Ergebnisse!AO166,\"\")","v":474.68756463277634},{"$f":"IF(AN166<>\"\",kf*Ergebnisse!AQ166*Ergebnisse!AM166,\"\")","v":1.5230079495269342E-4},3.2084429064518479E-7,3.2084429064518477E-6,1.0518509069727484E-13,-7.1222427667903787E-14,6.490926803052584E-4,9.6394639733099613E-3,null,7.6929962281942451E-6,0,2.6237563388790235E-3,1.6425752298674638E-10,0,7.6926631799921877E-6,0,2.6236427501932398E-3,8.8370987312445543E-7,0,null,null,null,null,null,1.7694063926940638E-2,2.6094350181930432E-3,7.6510053373529555E-6,2609.4350181930436,7.6510053373529558,0.13637534785028224]
[null,null,null,null,null,null,null,null,null,null,null,null,null,null,null,null,null,null,null,null,null,null,null,null,null,null,null,null,null,null,null,null,null,null,null,null,null,31375.374356600998,3.1872129671963845E-2,15.69999999999996,11.870397558725861,0.32960244127414029,{"$f":"IF(AN167<>\"\",Schadstoffbelastung!$K$4*Ergebnisse!AO167,\"\")","v":474.81590234903445},{"$f":"IF(AN167<>\"\",kf*Ergebnisse!AQ167*Ergebnisse!AM167,\"\")","v":1.5133394009978951E-4},3.1872129671963853E-7,3.1872129671963853E-6,1.0457931047451425E-13,-7.0812244648502434E-14,6.4479770028665322E-4,9.5839485329149883E-3,null,7.6929962281942451E-6,0,2.6237563388790235E-3,1.6425752298674638E-10,0,7.6926631799921877E-6,0,2.6236427501932398E-3,8.8370987312445543E-7,0,null,null,null,null,null,1.7808219178082191E-2,2.6093430120681981E-3,7.6507355703929237E-6,2609.3430120681983,7.6507355703929241,0.13725518880415502]
[null,null,null,null,null,null,null,null,null,null,null,null,null,null,null,null,null,null,null,null,null,null,null,null,null,null,null,null,null,null,null,null,null,null,null,null,null,31583.033217595941,3.1662569997959022E-2,15.79999999999996,11.873584771693057,0.32641522830694392,{"$f":"IF(AN168<>\"\",Schadstoffbelastung!$K$4*Ergebnisse!AO168,\"\")","v":474.94339086772231},{"$f":"IF(AN168<>\"\",kf*Ergebnisse!AQ168*Ergebnisse!AM168,\"\")","v":1.5037928358417271E-4},3.1662569997959023E-7,3.1662569997959023E-6,1.0398083317016749E-13,-7.0407006546437243E-14,6.4055814688178641E-4,9.5291023529492595E-3,null,7.6929962281942451E-6,0,2.6237563388790235E-3,1.6425752298674638E-10,0,7.6926631799921877E-6,0,2.6236427501932398E-3,8.8370987312445543E-7,0,null,null,null,null,null,1.7922374429223745E-2,2.6092510091873982E-3,7.6504658129446094E-6,2609.2510091873983,7.6504658129446099,0.13813502975802783]
[null,null,null,null,null,null,null,null,null,null,null,null,null,null,null,null,null,null,null,null,null,null,null,null,null,null,null,null,null,null,null,null,null,null,null,null,null,31790.742954153848,3.1455697699236507E-2,15.899999999999959,11.876751028692853,0.32324897130714803,{"$f":"IF(AN169<>\"\",Schadstoffbelastung!$K$4*Ergebnisse!AO169,\"\")","v":475.07004114771411},{"$f":"IF(AN169<>\"\",kf*Ergebnisse!AQ169*Ergebnisse!AM169,\"\")","v":1.4943659600306344E-4},3.1455697699236508E-7,3.1455697699236508E-6,1.0338952541004031E-13,-7.0006623052008986E-14,6.3637296114609247E-4,9.4749132106183472E-3,null,7.6929962281942451E-6,0,2.6237563388790235E-3,1.6425752298674638E-10,0,7.6926631799921877E-6,0,2.6236427501932398E-3,8.8370987312445543E-7,0,null,null,null,null,null,1.8036529680365298E-2,2.6091590095505303E-3,7.6501960650076788E-6,2609.1590095505303,7.6501960650076795,0.13901487071190061]
[null,null,null,null,null,null,null,null,null,null,null,null,null,null,null,null,null,null,null,null,null,null,null,null,null,null,null,null,null,null,null,null,null,null,null,null,null,31998.503235230273,3.1251461752717202E-2,15.999999999999959,11.879896598462777,0.32010340153722439,{"$f":"IF(AN170<>\"\",Schadstoffbelastung!$K$4*Ergebnisse!AO170,\"\")","v":475.19586393851108},{"$f":"IF(AN170<>\"\",kf*Ergebnisse!AQ170*Ergebnisse!AM170,\"\")","v":1.4850565366923788E-4},3.1251461752717203E-7,3.12514617527172E-6,1.0280525707245641E-13,-6.9611006057847916E-14,6.3224111084343271E-4,9.4213691811979149E-3,null,7.6929962281942451E-6,0,2.6237563388790235E-3,1.6425752298674638E-10,0,7.6926631799921877E-6,0,2.6236427501932398E-3,8.8370987312445543E-7,0,null,null,null,null,null,1.8150684931506848E-2,2.6090670131574795E-3,7.6499263265817967E-6,2609.0670131574798,7.6499263265817969,0.13989471166577339]
[null,null,null,null,null,null,null,null,null,null,null,null,null,null,null,null,null,null,null,null,null,null,null,null,null,null,null,null,null,null,null,null,null,null,null,null,null,32206.313733921135,3.1049812414476022E-2,16.099999999999959,11.883021744638048,0.31697825536195268,{"$f":"IF(AN171<>\"\",Schadstoffbelastung!$K$4*Ergebnisse!AO171,\"\")","v":475.32086978552195},{"$f":"IF(AN171<>\"\",kf*Ergebnisse!AQ171*Ergebnisse!AM171,\"\")","v":1.4758623843526042E-4},3.1049812414476027E-7,3.1049812414476027E-6,1.0222790118995021E-13,-6.922006959234841E-14,6.2816158961593802E-4,9.3684586290245613E-3,null,7.6929962281942451E-6,0,2.6237563388790235E-3,1.6425752298674638E-10,0,7.6926631799921877E-6,0,2.6236427501932398E-3,8.8370987312445543E-7,0,null,null,null,null,null,1.8264840182648401E-2,2.6089750200081314E-3,7.6496565976666274E-6,2608.9750200081317,7.6496565976666275,0.14077455261964616]
[null,null,null,null,null,null,null,null,null,null,null,null,null,null,null,null,null,null,null,null,null,null,null,null,null,null,null,null,null,null,null,null,null,null,null,null,null,32414.174127363789,3.0850701180006997E-2,16.19999999999996,11.886126725879496,0.31387327412050503,{"$f":"IF(AN172<>\"\",Schadstoffbelastung!$K$4*Ergebnisse!AO172,\"\")","v":475.44506903517981},{"$f":"IF(AN172<>\"\",kf*Ergebnisse!AQ172*Ergebnisse!AM172,\"\")","v":1.466781375231213E-4},3.0850701180006996E-7,3.0850701180006994E-6,1.0165733385388744E-13,-6.8833729755086172E-14,6.2413341618014159E-4,9.3161701987549746E-3,null,7.6929962281942451E-6,0,2.6237563388790235E-3,1.6425752298674638E-10,0,7.6926631799921877E-6,0,2.6236427501932398E-3,8.8370987312445543E-7,0,null,null,null,null,null,1.8378995433789954E-2,2.6088830301023718E-3,7.6493868782618357E-6,2608.8830301023718,7.6493868782618364,0.14165439357351897]
[null,null,null,null,null,null,null,null,null,null,null,null,null,null,null,null,null,null,null,null,null,null,null,null,null,null,null,null,null,null,null,null,null,null,null,null,null,32622.084096930244,3.0654080745690766E-2,16.299999999999962,11.889211795997497,0.31078820400250429,{"$f":"IF(AN173<>\"\",Schadstoffbelastung!$K$4*Ergebnisse!AO173,\"\")","v":475.56847183989987},{"$f":"IF(AN173<>\"\",kf*Ergebnisse!AQ173*Ergebnisse!AM173,\"\")","v":1.4578114335885055E-4},3.0654080745690763E-7,3.0654080745690763E-6,1.0109343412176929E-13,-6.8451904654052389E-14,6.2015563354743636E-4,9.264492806871024E-3,null,7.6929962281942451E-6,0,2.6237563388790235E-3,1.6425752298674638E-10,0,7.6926631799921877E-6,0,2.6236427501932398E-3,8.8370987312445543E-7,0,null,null,null,null,null,1.8493150684931507E-2,2.6087910434400862E-3,7.6491171683670861E-6,2608.7910434400865,7.649117168367086,0.14253423452739175]
[null,null,null,null,null,null,null,null,null,null,null,null,null,null,null,null,null,null,null,null,null,null,null,null,null,null,null,null,null,null,null,null,null,null,null,null,null,32830.043327785483,3.045990497227492E-2,16.399999999999963,11.892277204072066,0.30772279592793517,{"$f":"IF(AN174<>\"\",Schadstoffbelastung!$K$4*Ergebnisse!AO174,\"\")","v":475.69108816288264},{"$f":"IF(AN174<>\"\",kf*Ergebnisse!AQ174*Ergebnisse!AM174,\"\")","v":1.4489505341599458E-4},3.0459904972274924E-7,3.0459904972274922E-6,1.005360839295766E-13,-6.8074514346300675E-14,6.1622730828525421E-4,9.2134156336467193E-3,null,7.6929962281942451E-6,0,2.6237563388790235E-3,1.6425752298674638E-10,0,7.6926631799921877E-6,0,2.6236427501932398E-3,8.8370987312445543E-7,0,null,null,null,null,null,1.860730593607306E-2,2.6086990600211598E-3,7.6488474679820431E-6,2608.6990600211598,7.6488474679820433,0.14341407548126456]
[null,null,null,null,null,null,null,null,null,null,null,null,null,null,null,null,null,null,null,null,null,null,null,null,null,null,null,null,null,null,null,null,null,null,null,null,null,33038.051509120676,3.0268128849062062E-2,16.499999999999964,11.895323194569293,0.30467680543070763,{"$f":"IF(AN175<>\"\",Schadstoffbelastung!$K$4*Ergebnisse!AO175,\"\")","v":475.81292778277174},{"$f":"IF(AN175<>\"\",kf*Ergebnisse!AQ175*Ergebnisse!AM175,\"\")","v":1.44019670061784E-4},3.0268128849062072E-7,3.0268128849062072E-6,9.998516800545085E-14,-6.7701480779499187E-14,6.1234752979256329E-4,9.1629281152377003E-3,null,7.6929962281942451E-6,0,2.6237563388790235E-3,1.6425752298674638E-10,0,7.6926631799921877E-6,0,2.6236427501932398E-3,8.8370987312445543E-7,0,null,null,null,null,null,1.872146118721461E-2,2.6086070798454798E-3,7.648577777106373E-6,2608.6070798454798,7.6485777771063734,0.14429391643513734]
[null,null,null,null,null,null,null,null,null,null,null,null,null,null,null,null,null,null,null,null,null,null,null,null,null,null,null,null,null,null,null,null,null,null,null,null,null,33246.108333913369,3.0078708459839305E-2,16.599999999999966,11.8983500074542,0.30164999254580138,{"$f":"IF(AN176<>\"\",Schadstoffbelastung!$K$4*Ergebnisse!AO176,\"\")","v":475.93400029816797},{"$f":"IF(AN176<>\"\",kf*Ergebnisse!AQ176*Ergebnisse!AM176,\"\")","v":1.4315480041093669E-4},3.0078708459839309E-7,3.0078708459839309E-6,9.944057378770366E-14,-6.7332727736413554E-14,6.0851540961059524E-4,9.1130199361673866E-3,null,7.6929962281942451E-6,0,2.6237563388790235E-3,1.6425752298674638E-10,0,7.6926631799921877E-6,0,2.6236427501932398E-3,8.8370987312445543E-7,0,null,null,null,null,null,1.8835616438356163E-2,2.6085151029129304E-3,7.6483080957397388E-6,2608.5151029129306,7.6483080957397389,0.14517375738901012]
[null,null,null,null,null,null,null,null,null,null,null,null,null,null,null,null,null,null,null,null,null,null,null,null,null,null,null,null,null,null,null,null,null,null,null,null,null,33454.213498907055,2.9891600949838025E-2,16.699999999999967,11.901357878300184,0.29864212169981741,{"$f":"IF(AN177<>\"\",Schadstoffbelastung!$K$4*Ergebnisse!AO177,\"\")","v":476.05431513200733},{"$f":"IF(AN177<>\"\",kf*Ergebnisse!AQ177*Ergebnisse!AM177,\"\")","v":1.4230025618374402E-4},2.9891600949838027E-7,2.9891600949838025E-6,9.8902191345148498E-14,-6.6968180780962316E-14,6.0473008075441546E-4,9.0636810220259389E-3,null,7.6929962281942451E-6,0,2.6237563388790235E-3,1.6425752298674638E-10,0,7.6926631799921877E-6,0,2.6236427501932398E-3,8.8370987312445543E-7,0,null,null,null,null,null,1.8949771689497717E-2,2.6084231292233971E-3,7.6480384238818049E-6,2608.4231292233972,7.6480384238818049,0.14605359834288292]
[null,null,null,null,null,null,null,null,null,null,null,null,null,null,null,null,null,null,null,null,null,null,null,null,null,null,null,null,null,null,null,null,null,null,null,null,null,33662.366704549881,2.9706764493919312E-2,16.799999999999969,11.904347038395168,0.29565296160483356,{"$f":"IF(AN178<>\"\",Schadstoffbelastung!$K$4*Ergebnisse!AO178,\"\")","v":476.17388153580669},{"$f":"IF(AN178<>\"\",kf*Ergebnisse!AQ178*Ergebnisse!AM178,\"\")","v":1.4145585356939645E-4},2.9706764493919318E-7,2.9706764493919317E-6,9.8369913300341635E-14,-6.6607767206242141E-14,6.0099069706929078E-4,9.0149015324358563E-3,null,7.6929962281942451E-6,0,2.6237563388790235E-3,1.6425752298674638E-10,0,7.6926631799921877E-6,0,2.6236427501932398E-3,8.8370987312445543E-7,0,null,null,null,null,null,1.906392694063927E-2,2.6083311587767667E-3,7.6477687615322377E-6,2608.3311587767666,7.6477687615322383,0.1469334392967557]
[null,null,null,null,null,null,null,null,null,null,null,null,null,null,null,null,null,null,null,null,null,null,null,null,null,null,null,null,null,null,null,null,null,null,null,null,null,33870.567654893071,2.9524158265931823E-2,16.89999999999997,11.907317714844559,0.29268228515544159,{"$f":"IF(AN179<>\"\",Schadstoffbelastung!$K$4*Ergebnisse!AO179,\"\")","v":476.29270859378238},{"$f":"IF(AN179<>\"\",kf*Ergebnisse!AQ179*Ergebnisse!AM179,\"\")","v":1.4062141309432178E-4},2.9524158265931823E-7,2.9524158265931822E-6,9.7843634755610259E-14,-6.6251415984440412E-14,5.9729643261077466E-4,8.9666718542729656E-3,null,7.6929962281942451E-6,0,2.6237563388790235E-3,1.6425752298674638E-10,0,7.6926631799921877E-6,0,2.6236427501932398E-3,8.8370987312445543E-7,0,null,null,null,null,null,1.9178082191780823E-2,2.6082391915729238E-3,7.6474991086907001E-6,2608.239191572924,7.6474991086907007,0.14781328025062851]
[null,null,null,null,null,null,null,null,null,null,null,null,null,null,null,null,null,null,null,null,null,null,null,null,null,null,null,null,null,null,null,null,null,null,null,null,null,34078.816057576398,2.9343742409082135E-2,16.999999999999972,11.910270130671153,0.28972986932884837,{"$f":"IF(AN180<>\"\",Schadstoffbelastung!$K$4*Ergebnisse!AO180,\"\")","v":476.41080522684609},{"$f":"IF(AN180<>\"\",kf*Ergebnisse!AQ180*Ergebnisse!AM180,\"\")","v":1.3979675949479976E-4},2.9343742409082145E-7,2.9343742409082145E-6,9.7323253221429858E-14,-6.5899057718338382E-14,5.9364648104527715E-4,8.9189825951027247E-3,null,7.6929962281942451E-6,0,2.6237563388790235E-3,1.6425752298674638E-10,0,7.6926631799921877E-6,0,2.6236427501932398E-3,8.8370987312445543E-7,0,null,null,null,null,null,1.9292237442922376E-2,2.6081472276117544E-3,7.6472294653568582E-6,2608.1472276117547,7.6472294653568582,0.14869312120450129]
[null,null,null,null,null,null,null,null,null,null,null,null,null,null,null,null,null,null,null,null,null,null,null,null,null,null,null,null,null,null,null,null,null,null,null,null,null,34287.111623730591,2.9165478007424226E-2,17.099999999999973,11.913204504912061,0.28679549508794011,{"$f":"IF(AN181<>\"\",Schadstoffbelastung!$K$4*Ergebnisse!AO181,\"\")","v":476.52818019648242},{"$f":"IF(AN181<>\"\",kf*Ergebnisse!AQ181*Ergebnisse!AM181,\"\")","v":1.3898172159438398E-4},2.916547800742423E-7,2.9165478007424228E-6,9.6808668547487271E-14,-6.5550624594632972E-14,5.9004005507327473E-4,8.8718245768626396E-3,null,7.6929962281942451E-6,0,2.6237563388790235E-3,1.6425752298674638E-10,0,7.6926631799921877E-6,0,2.6236427501932398E-3,8.8370987312445543E-7,0,null,null,null,null,null,1.9406392694063926E-2,2.6080552668931449E-3,7.6469598315303768E-6,2608.055266893145,7.6469598315303768,0.14957296215837407]
[null,null,null,null,null,null,null,null,null,null,null,null,null,null,null,null,null,null,null,null,null,null,null,null,null,null,null,null,null,null,null,null,null,null,null,null,null,34495.454067885796,2.8989327058343704E-2,17.199999999999974,11.916121052712803,0.28387894728719765,{"$f":"IF(AN182<>\"\",Schadstoffbelastung!$K$4*Ergebnisse!AO182,\"\")","v":476.64484210851214},{"$f":"IF(AN182<>\"\",kf*Ergebnisse!AQ182*Ergebnisse!AM182,\"\")","v":1.3817613218556254E-4},2.8989327058343705E-7,2.8989327058343705E-6,9.6299782856092231E-14,-6.52060503388487E-14,5.8647638587264574E-4,8.825188829759913E-3,null,7.6929962281942451E-6,0,2.6237563388790235E-3,1.6425752298674638E-10,0,7.6926631799921877E-6,0,2.6236427501932398E-3,8.8370987312445543E-7,0,null,null,null,null,null,1.9520547945205479E-2,2.6079633094169799E-3,7.6466902072109202E-6,2607.9633094169799,7.6466902072109209,0.15045280311224685]
[null,null,null,null,null,null,null,null,null,null,null,null,null,null,null,null,null,null,null,null,null,null,null,null,null,null,null,null,null,null,null,null,null,null,null,null,null,34703.843108030807,2.8815252445876939E-2,17.299999999999976,11.919019985418638,0.28098001458136324,{"$f":"IF(AN183<>\"\",Schadstoffbelastung!$K$4*Ergebnisse!AO183,\"\")","v":476.7607994167455},{"$f":"IF(AN183<>\"\",kf*Ergebnisse!AQ183*Ergebnisse!AM183,\"\")","v":1.373798279149162E-4},2.881525244587694E-7,2.8815252445876939E-6,9.5796500477500224E-14,-6.4865270171543798E-14,5.829547225588951E-4,8.7790665863442391E-3,null,7.6929962281942451E-6,0,2.6237563388790235E-3,1.6425752298674638E-10,0,7.6926631799921877E-6,0,2.6236427501932398E-3,8.8370987312445543E-7,0,null,null,null,null,null,1.9634703196347032E-2,2.6078713551831458E-3,7.6464205923981533E-6,2607.8713551831461,7.6464205923981536,0.15133264406611965]
[null,null,null,null,null,null,null,null,null,null,null,null,null,null,null,null,null,null,null,null,null,null,null,null,null,null,null,null,null,null,null,null,null,null,null,null,null,34912.278465354902,2.8643217915220325E-2,17.399999999999977,11.921901510663226,0.2780984893367755,{"$f":"IF(AN184<>\"\",Schadstoffbelastung!$K$4*Ergebnisse!AO184,\"\")","v":476.87606042652902},{"$f":"IF(AN184<>\"\",kf*Ergebnisse!AQ184*Ergebnisse!AM184,\"\")","v":1.3659264917348848E-4},2.8643217915220327E-7,2.8643217915220325E-6,9.5298727888194577E-14,-6.4528220766520032E-14,5.7947433166945738E-4,8.7334492758518005E-3,null,7.6929962281942451E-6,0,2.6237563388790235E-3,1.6425752298674638E-10,0,7.6926631799921877E-6,0,2.6236427501932398E-3,8.8370987312445543E-7,0,null,null,null,null,null,1.9748858447488585E-2,2.6077794041915276E-3,7.6461509870917404E-6,2607.7794041915276,7.6461509870917403,0.15221248501999243]
[null,null,null,null,null,null,null,null,null,null,null,null,null,null,null,null,null,null,null,null,null,null,null,null,null,null,null,null,null,null,null,null,null,null,null,null,null,35120.759864432199,2.847318804775471E-2,17.499999999999979,11.924765832454748,0.27523416754525343,{"$f":"IF(AN185<>\"\",Schadstoffbelastung!$K$4*Ergebnisse!AO185,\"\")","v":476.99063329818989},{"$f":"IF(AN185<>\"\",kf*Ergebnisse!AQ185*Ergebnisse!AM185,\"\")","v":1.3581443998916972E-4},2.8473188047754714E-7,2.8473188047754712E-6,9.4806373650197023E-14,-6.4194840209729061E-14,5.760344966584223E-4,8.6883285186435087E-3,null,7.6929962281942451E-6,0,2.6237563388790235E-3,1.6425752298674638E-10,0,7.6926631799921877E-6,0,2.6236427501932398E-3,8.8370987312445543E-7,0,null,null,null,null,null,1.9863013698630139E-2,2.6076874564420114E-3,7.6458813912913462E-6,2607.6874564420114,7.6458813912913461,0.15309232597386524]
[null,null,null,null,null,null,null,null,null,null,null,null,null,null,null,null,null,null,null,null,null,null,null,null,null,null,null,null,null,null,null,null,null,null,null,null,null,35329.287032977219,2.8305128237277752E-2,17.59999999999998,11.927613151259523,0.27238684874047792,{"$f":"IF(AN186<>\"\",Schadstoffbelastung!$K$4*Ergebnisse!AO186,\"\")","v":477.10452605038091},{"$f":"IF(AN186<>\"\",kf*Ergebnisse!AQ186*Ergebnisse!AM186,\"\")","v":1.3504504792441656E-4},2.8305128237277753E-7,2.8305128237277752E-6,9.4319348353431003E-14,-6.386506796024564E-14,5.7263451741569615E-4,8.6436961209230175E-3,null,7.6929962281942451E-6,0,2.6237563388790235E-3,1.6425752298674638E-10,0,7.6926631799921877E-6,0,2.6236427501932398E-3,8.8370987312445543E-7,0,null,null,null,null,null,1.9977168949771688E-2,2.6075955119344834E-3,7.6456118049966369E-6,2607.5955119344835,7.6456118049966371,0.15397216692773799]
[null,null,null,null,null,null,null,null,null,null,null,null,null,null,null,null,null,null,null,null,null,null,null,null,null,null,null,null,null,null,null,null,null,null,null,null,null,35537.859701810266,2.8139004666875734E-2,17.699999999999982,11.930443664083251,0.2695563359167501,{"$f":"IF(AN187<>\"\",Schadstoffbelastung!$K$4*Ergebnisse!AO187,\"\")","v":477.21774656333002},{"$f":"IF(AN187<>\"\",kf*Ergebnisse!AQ187*Ergebnisse!AM187,\"\")","v":1.3428432397661466E-4},2.8139004666875736E-7,2.8139004666875736E-6,9.3837564559513245E-14,-6.353884481220814E-14,5.6927370979910146E-4,8.5995440695856209E-3,null,7.6929962281942451E-6,0,2.6237563388790235E-3,1.6425752298674638E-10,0,7.6926631799921877E-6,0,2.6236427501932398E-3,8.8370987312445543E-7,0,null,null,null,null,null,2.0091324200913242E-2,2.6075035706688283E-3,7.6453422282072772E-6,2607.5035706688286,7.6453422282072774,0.1548520078816108]
[null,null,null,null,null,null,null,null,null,null,null,null,null,null,null,null,null,null,null,null,null,null,null,null,null,null,null,null,null,null,null,null,null,null,null,null,null,35746.477604918618,2.797478428650595E-2,17.799999999999983,11.933257564549939,0.26674243545006249,{"$f":"IF(AN188<>\"\",Schadstoffbelastung!$K$4*Ergebnisse!AO188,\"\")","v":477.33030258199756},{"$f":"IF(AN188<>\"\",kf*Ergebnisse!AQ188*Ergebnisse!AM188,\"\")","v":1.3353212248143996E-4},2.7974784286505951E-7,2.797478428650595E-6,9.3360936747193968E-14,-6.3216112857875178E-14,5.6595140518085119E-4,8.5558645272182324E-3,null,7.6929962281942451E-6,0,2.6237563388790235E-3,1.6425752298674638E-10,0,7.6926631799921877E-6,0,2.6236427501932398E-3,8.8370987312445543E-7,0,null,null,null,null,null,2.0205479452054795E-2,2.6074116326449326E-3,7.6450726609229299E-6,2607.4116326449325,7.6450726609229305,0.15573184883548361]
[null,null,null,null,null,null,null,null,null,null,null,null,null,null,null,null,null,null,null,null,null,null,null,null,null,null,null,null,null,null,null,null,null,null,null,null,null,35955.140479282796,2.7812434791520561E-2,17.899999999999984,11.936055042978589,0.26394495702141185,{"$f":"IF(AN189<>\"\",Schadstoffbelastung!$K$4*Ergebnisse!AO189,\"\")","v":477.44220171914355},{"$f":"IF(AN189<>\"\",kf*Ergebnisse!AQ189*Ergebnisse!AM189,\"\")","v":1.3278830102033689E-4},2.7812434791520565E-7,2.7812434791520564E-6,9.2889381260135719E-14,-6.2896815452265974E-14,5.6266695001306981E-4,8.5126498273136921E-3,null,7.6929962281942451E-6,0,2.6237563388790235E-3,1.6425752298674638E-10,0,7.6926631799921877E-6,0,2.6236427501932398E-3,8.8370987312445543E-7,0,null,null,null,null,null,2.0319634703196348E-2,2.6073196978626811E-3,7.6448031031432612E-6,2607.3196978626811,7.6448031031432615,0.15661168978935638]
[null,null,null,null,null,null,null,null,null,null,null,null,null,null,null,null,null,null,null,null,null,null,null,null,null,null,null,null,null,null,null,null,null,null,null,null,null,36163.848064897698,2.7651924601758856E-2,17.999999999999986,11.938836286457741,0.26116371354225976,{"$f":"IF(AN190<>\"\",Schadstoffbelastung!$K$4*Ergebnisse!AO190,\"\")","v":477.55345145830967},{"$f":"IF(AN190<>\"\",kf*Ergebnisse!AQ190*Ergebnisse!AM190,\"\")","v":1.3205272033034888E-4},2.7651924601758859E-7,2.7651924601758859E-6,9.242281625596374E-14,-6.2580897178661489E-14,5.5941970540481379E-4,8.4698924696015917E-3,null,7.6929962281942451E-6,0,2.6237563388790235E-3,1.6425752298674638E-10,0,7.6926631799921877E-6,0,2.6236427501932398E-3,8.8370987312445543E-7,0,null,null,null,null,null,2.0433789954337901E-2,2.60722776632196E-3,7.6445335548679358E-6,2607.2277663219602,7.6445335548679365,0.15749153074322919]
[null,null,null,null,null,null,null,null,null,null,null,null,null,null,null,null,null,null,null,null,null,null,null,null,null,null,null,null,null,null,null,null,null,null,null,null,null,36372.60010470893,2.7493222841403372E-2,18.099999999999987,11.941601478917917,0.25839852108208383,{"$f":"IF(AN191<>\"\",Schadstoffbelastung!$K$4*Ergebnisse!AO191,\"\")","v":477.66405915671669},{"$f":"IF(AN191<>\"\",kf*Ergebnisse!AQ191*Ergebnisse!AM191,\"\")","v":1.3132524421724894E-4},2.749322284140337E-7,2.7493222841403369E-6,9.196116165717246E-14,-6.2268303815362522E-14,5.5620904671454521E-4,8.4275851155492104E-3,null,{"$f":"IF(AN191<>\"\",$S$37,\"\")","v":7.6929962281942451E-6},{"$f":"IF(AN192<>\"\",IF($S$39<>0,$S$39,0),\"\")","v":0},2.6237563388790235E-3,1.6425752298674638E-10,0,7.6926631799921877E-6,0,2.6236427501932398E-3,8.8370987312445543E-7,0,null,null,null,null,null,2.0547945205479451E-2,2.6071358380226556E-3,7.6442640160966199E-6,2607.1358380226557,7.6442640160966207,0.15837137169710194]
[null,null,null,null,null,null,null,null,null,null,null,null,null,null,null,null,null,null,null,null,null,null,null,null,null,null,null,null,null,null,null,null,null,null,null,null,null,36581.396344516295,2.7336299319528801E-2,18.199999999999989,11.944350801202058,0.25564919879794346,{"$f":"IF(AN192<>\"\",Schadstoffbelastung!$K$4*Ergebnisse!AO192,\"\")","v":477.77403204808229},{"$f":"IF(AN192<>\"\",kf*Ergebnisse!AQ192*Ergebnisse!AM192,\"\")","v":1.3060573947164524E-4},2.7336299319528801E-7,2.7336299319528801E-6,9.1504339103695308E-14,-6.1958982303574012E-14,5.5303436315662119E-4,8.3857205840148705E-3,null,7.6929962281942451E-6,0,2.6237563388790235E-3,1.6425752298674638E-10,0,7.6926631799921877E-6,0,2.6236427501932398E-3,8.8370987312445543E-7,0,null,null,null,null,null,2.0662100456621004E-2,2.6070439129646525E-3,7.6439944868289764E-6,2607.0439129646525,7.6439944868289764,0.15925121265097475]
[null,null,null,null,null,null,null,null,null,null,null,null,null,null,null,null,null,null,null,null,null,null,null,null,null,null,null,null,null,null,null,null,null,null,null,null,null,36790.236532927353,2.7181124511254821E-2,18.29999999999999,11.947084431134011,0.25291556886599054,{"$f":"IF(AN193<>\"\",Schadstoffbelastung!$K$4*Ergebnisse!AO193,\"\")","v":477.88337724536041},{"$f":"IF(AN193<>\"\",kf*Ergebnisse!AQ193*Ergebnisse!AM193,\"\")","v":1.29894075787651E-4},2.7181124511254819E-7,2.7181124511254818E-6,9.1052271906895766E-14,-6.1652880716251604E-14,5.4989505742000138E-4,8.3442918470315475E-3,null,7.6929962281942451E-6,0,2.6237563388790235E-3,1.6425752298674638E-10,0,7.6926631799921877E-6,0,2.6236427501932398E-3,8.8370987312445543E-7,0,null,null,null,null,null,2.0776255707762557E-2,2.6069519911478371E-3,7.6437249670646716E-6,2606.9519911478374,7.6437249670646716,0.16013105360484753]
[null,null,null,null,null,null,null,null,null,null,null,null,null,null,null,null,null,null,null,null,null,null,null,null,null,null,null,null,null,null,null,null,null,null,null,null,null,36999.120421452804,2.7027669539414104E-2,18.399999999999991,11.949802543585136,0.25019745641486502,{"$f":"IF(AN194<>\"\",Schadstoffbelastung!$K$4*Ergebnisse!AO194,\"\")","v":477.99210174340544},{"$f":"IF(AN194<>\"\",kf*Ergebnisse!AQ194*Ergebnisse!AM194,\"\")","v":1.2919012568370766E-4},2.7027669539414104E-7,2.7027669539414103E-6,9.0604885004733845E-14,-6.1349948227744265E-14,5.4679054529737769E-4,8.3032920256981974E-3,null,7.6929962281942451E-6,0,2.6237563388790235E-3,1.6425752298674638E-10,0,7.6926631799921877E-6,0,2.6236427501932398E-3,8.8370987312445543E-7,0,null,null,null,null,null,2.0890410958904111E-2,2.6068600725720954E-3,7.64345545680337E-6,2606.8600725720953,7.6434554568033706,0.16101089455872034]
[null,null,null,null,null,null,null,null,null,null,null,null,null,null,null,null,null,null,null,null,null,null,null,null,null,null,null,null,null,null,null,null,null,null,null,null,null,37208.047764304472,2.6875906157037451E-2,18.499999999999993,11.952505310539077,0.24749468946092357,{"$f":"IF(AN195<>\"\",Schadstoffbelastung!$K$4*Ergebnisse!AO195,\"\")","v":478.10021242156313},{"$f":"IF(AN195<>\"\",kf*Ergebnisse!AQ195*Ergebnisse!AM195,\"\")","v":1.2849376442701602E-4},2.6875906157037453E-7,2.6875906157037453E-6,9.0162104919001779E-14,-6.1050135084837911E-14,5.4372025533083463E-4,8.26271438626071E-3,null,7.6929962281942451E-6,0,2.6237563388790235E-3,1.6425752298674638E-10,0,7.6926631799921877E-6,0,2.6236427501932398E-3,8.8370987312445543E-7,0,null,null,null,null,null,2.1004566210045664E-2,2.6067681572373128E-3,7.6431859560447363E-6,2606.7681572373131,7.6431859560447366,0.16189073551259311]
[null,null,null,null,null,null,null,null,null,null,null,null,null,null,null,null,null,null,null,null,null,null,null,null,null,null,null,null,null,null,null,null,null,null,null,null,null,37417.01831833765,2.6725806730300738E-2,18.599999999999994,11.955192901154781,0.24480709884521978,{"$f":"IF(AN196<>\"\",Schadstoffbelastung!$K$4*Ergebnisse!AO196,\"\")","v":478.20771604619125},{"$f":"IF(AN196<>\"\",kf*Ergebnisse!AQ196*Ergebnisse!AM196,\"\")","v":1.2780486995989042E-4},2.6725806730300735E-7,2.6725806730300732E-6,8.9723859713605078E-14,-6.0753392578506817E-14,5.4068362846685346E-4,8.2225523362886733E-3,null,7.6929962281942451E-6,0,2.6237563388790235E-3,1.6425752298674638E-10,0,7.6926631799921877E-6,0,2.6236427501932398E-3,8.8370987312445543E-7,0,null,null,null,null,null,2.1118721461187213E-2,2.6066762451433744E-3,7.6429164647884349E-6,2606.6762451433747,7.6429164647884349,0.16277057646646589]
[null,null,null,null,null,null,null,null,null,null,null,null,null,null,null,null,null,null,null,null,null,null,null,null,null,null,null,null,null,null,null,null,null,null,null,null,null,37626.031843093842,2.6577344221951526E-2,18.699999999999996,11.957865481827811,0.24213451817218967,{"$f":"IF(AN197<>\"\",Schadstoffbelastung!$K$4*Ergebnisse!AO197,\"\")","v":478.31461927311244},{"$f":"IF(AN197<>\"\",kf*Ergebnisse!AQ197*Ergebnisse!AM197,\"\")","v":1.2712332282813199E-4},2.6577344221951528E-7,2.6577344221951527E-6,8.9290078953956267E-14,-6.0459673016418572E-14,5.3768011772101936E-4,8.1827994209540834E-3,null,7.6929962281942451E-6,0,2.6237563388790235E-3,1.6425752298674638E-10,0,7.6926631799921877E-6,0,2.6236427501932398E-3,8.8370987312445543E-7,0,null,null,null,null,null,2.1232876712328767E-2,2.6065843362901666E-3,7.6426469830341322E-6,2606.5843362901669,7.6426469830341324,0.16365041742033867]
[null,null,null,null,null,null,null,null,null,null,null,null,null,null,null,null,null,null,null,null,null,null,null,null,null,null,null,null,null,null,null,null,null,null,null,null,null,37835.088100846267,2.6430492175268563E-2,18.799999999999997,11.960523216250007,0.23947678374999448,{"$f":"IF(AN198<>\"\",Schadstoffbelastung!$K$4*Ergebnisse!AO198,\"\")","v":478.42092865000029},{"$f":"IF(AN198<>\"\",kf*Ergebnisse!AQ198*Ergebnisse!AM198,\"\")","v":1.2644900611168553E-4},2.6430492175268567E-7,2.6430492175268567E-6,8.8860693667643372E-14,-6.0168929696302058E-14,5.3470918785351017E-4,8.1434493194269125E-3,null,7.6929962281942451E-6,0,2.6237563388790235E-3,1.6425752298674638E-10,0,7.6926631799921877E-6,0,2.6236427501932398E-3,8.8370987312445543E-7,0,null,null,null,null,null,2.134703196347032E-2,2.6064924306775754E-3,7.6423775107814927E-6,2606.4924306775756,7.6423775107814933,0.16453025837421148]
[null,null,null,null,null,null,null,null,null,null,null,null,null,null,null,null,null,null,null,null,null,null,null,null,null,null,null,null,null,null,null,null,null,null,null,null,null,38044.186856233449,2.6285224698820622E-2,18.899999999999999,11.963166265467533,0.23683373453246759,{"$f":"IF(AN199<>\"\",Schadstoffbelastung!$K$4*Ergebnisse!AO199,\"\")","v":478.52665061870135},{"$f":"IF(AN199<>\"\",kf*Ergebnisse!AQ199*Ergebnisse!AM199,\"\")","v":1.2578180535886596E-4},2.6285224698820623E-7,2.628522469882062E-6,8.8435636307167508E-14,-5.9881116880716532E-14,5.3177031506075579E-4,8.1044958414602537E-3,null,7.6929962281942451E-6,0,2.6237563388790235E-3,1.6425752298674638E-10,0,7.6926631799921877E-6,0,2.6236427501932398E-3,8.8370987312445543E-7,0,null,null,null,null,null,2.1461187214611873E-2,2.6064005283054858E-3,7.6421080480301811E-6,2606.4005283054858,7.6421080480301811,0.16541009932808426]
[null,null,null,null,null,null,null,null,null,null,null,null,null,null,null,null,null,null,null,null,null,null,null,null,null,null,null,null,null,null,null,null,null,null,null,null,null,38253.327876590687,2.6141516451225384E-2,19,11.965794787937416,0.23420521206258549,{"$f":"IF(AN200<>\"\",Schadstoffbelastung!$K$4*Ergebnisse!AO200,\"\")","v":478.63179151749659},{"$f":"IF(AN200<>\"\",kf*Ergebnisse!AQ200*Ergebnisse!AM200,\"\")","v":1.2512160852034117E-4},2.6141516451225387E-7,2.6141516451225387E-6,8.8014840712421654E-14,-5.9596189771645402E-14,5.2886298666709824E-4,8.065932923951781E-3,null,7.6929962281942451E-6,0,2.6237563388790235E-3,1.6425752298674638E-10,0,7.6926631799921877E-6,0,2.6236427501932398E-3,8.8370987312445543E-7,0,null,null,null,null,null,2.1575342465753426E-2,2.6063086291737841E-3,7.6418385947798618E-6,2606.3086291737841,7.6418385947798626,0.16628994028195707]
[null,null,null,null,null,null,null,null,null,null,null,null,null,null,null,null,null,null,null,null,null,null,null,null,null,null,null,null,null,null,null,null,null,null,null,null,null,38462.510931693912,2.599934262679645E-2,19.100000000000001,11.968408939582538,0.23159106041746291,{"$f":"IF(AN201<>\"\",Schadstoffbelastung!$K$4*Ergebnisse!AO201,\"\")","v":478.73635758330153},{"$f":"IF(AN201<>\"\",kf*Ergebnisse!AQ201*Ergebnisse!AM201,\"\")","v":1.2446830588712802E-4},2.5999342626796456E-7,2.5999342626796455E-6,8.7598242075518741E-14,-5.9314104486680826E-14,5.2598670083442054E-4,8.02775462772049E-3,null,7.6929962281942451E-6,0,2.6237563388790235E-3,1.6425752298674638E-10,0,7.6926631799921877E-6,0,2.6236427501932398E-3,8.8370987312445543E-7,0,null,null,null,null,null,2.1689497716894976E-2,2.606216733282356E-3,7.6415691510302012E-6,2606.216733282356,7.6415691510302013,0.16716978123582985]
[null,null,null,null,null,null,null,null,null,null,null,null,null,null,null,null,null,null,null,null,null,null,null,null,null,null,null,null,null,null,null,null,null,null,null,null,null,38671.735793799307,2.5858678941439082E-2,19.200000000000003,11.971008873845218,0.22899112615478323,{"$f":"IF(AN202<>\"\",Schadstoffbelastung!$K$4*Ergebnisse!AO202,\"\")","v":478.84035495380874},{"$f":"IF(AN202<>\"\",kf*Ergebnisse!AQ202*Ergebnisse!AM202,\"\")","v":1.2382179002955272E-4},2.5858678941439085E-7,2.5858678941439082E-6,8.718577690610782E-14,-5.9034818035538757E-14,5.2314096627680614E-4,7.9899551343281753E-3,null,7.6929962281942451E-6,0,2.6237563388790235E-3,1.6425752298674638E-10,0,7.6926631799921877E-6,0,2.6236427501932398E-3,8.8370987312445543E-7,0,null,null,null,null,null,2.1803652968036529E-2,2.6061248406310869E-3,7.6412997167808638E-6,2606.124840631087,7.6412997167808641,0.16804962218970262]
[null,null,null,null,null,null,null,null,null,null,null,null,null,null,null,null,null,null,null,null,null,null,null,null,null,null,null,null,null,null,null,null,null,null,null,null,null,38881.002237467052,2.5719501619132137E-2,19.300000000000004,11.973594741739362,0.22640525826063929,{"$f":"IF(AN203<>\"\",Schadstoffbelastung!$K$4*Ergebnisse!AO203,\"\")","v":478.94378966957447},{"$f":"IF(AN203<>\"\",kf*Ergebnisse!AQ203*Ergebnisse!AM203,\"\")","v":1.2318195573879904E-4},2.5719501619132142E-7,2.5719501619132142E-6,{"$f":"IF(AN203<>\"\",(AX203*$S$36)/A0*(d_50*2)*1000000,\"\")","v":8.6777382998176982E-14},{"$f":"IF(AU203<>\"\",AU203*($S$41-$S$40),\"\")","v":-5.8758288297580648E-14},5.2032530198705795E-4,7.9525287430371461E-3,null,7.6929962281942451E-6,0,{"$f":"IF(AN203<>\"\",IF(AZ203<Lw,(AZ203*pb)/(Kd*pb+Theta_w),(Sättigungskonz*pb)/(Kd*pb+Theta_w)),\"\")","v":2.6237563388790235E-3},{"$f":"IF(AN203<>\"\",IF(BA203=0,n*$AO$4*((AZ203/$S$10)-BB203),0),\"\")","v":1.6425752298674638E-10},{"$f":"IF(AN203<>\"\",IF(BA203<>0,IF(AU203*(Sättigungskonz-BB203)<0,AU203*((Sättigungskonz-BB203)*(-1)),AU203*(Sättigungskonz-BB203)),0),\"\")","v":0},{"$f":"IF(AN203<>\"\",IF(Sättigungskonz>=AZ203,IF(AZ203-(BC203+BD203)*$BC$4/pb>0,AZ203-(BC203+BD203)*$BC$4/pb,0),IF(AZ203-(BC203+BD203)*$BC$4/pb>Sättigungskonz,AZ203-(BC203+BD203)*$BC$4/pb,Sättigungskonz)),\"\")","v":7.6926631799921877E-6},0,{"$f":"IF(AN203<>\"\",IF(BE203<Lw,(BE203*pb)/(Kd*pb+Theta_w),(Sättigungskonz*pb)/(Kd*pb+Theta_w)),\"\")","v":2.6236427501932398E-3},{"$f":"IF(AN203<>\"\",IF(BF202=0,n*$AO$4*(BE203-(BG203/$S$10))*(-1),0),\"\")","v":8.8370987312445543E-7},{"$f":"IF(AN203<>\"\",IF(BF203<>0,AU203*(Sättigungskonz-BG203),0),\"\")","v":0},null,null,null,null,null,2.1917808219178082E-2,2.6060329512198632E-3,7.6410302920315142E-6,2606.0329512198632,7.6410302920315143,{"$f":"IF(BO203<>\"\",BO203*(0.1*Retardation),\"\")","v":0.16892946314357543}]
[null,null,null,null,null,null,null,null,null,null,null,null,null,null,null,null,null,null,null,null,null,null,null,null,null,null,null,null,null,null,null,null,null,null,null,null,null,{"$f":"IF(AN204<>\"\",IF(((AN205-AN204)/AT204)<0,((AN205-AN204)/AT204)*(-1),((AN205-AN204)/AT204)),\"\")","v":39090.31003977955},2.5581787378569833E-2,{"$f":"IF(AN203>=$AS$6+0.1,\"\",AN203+0.1)","v":19.400000000000006},11.976166691901275,0.22383330809872604,{"$f":"IF(AN204<>\"\",Schadstoffbelastung!$K$4*Ergebnisse!AO204,\"\")","v":479.04666767605102},{"$f":"IF(AN204<>\"\",kf*Ergebnisse!AQ204*Ergebnisse!AM204,\"\")","v":1.225486999690114E-4},2.5581787378569838E-7,2.5581787378569837E-6,8.6372999397100966E-14,-5.8484473999500957E-14,5.1753923696645126E-4,7.9154698677903861E-3,null,7.6929962281942451E-6,0,2.6237563388790235E-3,1.6425752298674638E-10,0,7.6926631799921877E-6,{"$f":"IF(AN204<>\"\",IF(BA204<>0,BA204-((BH204+BD204)*$BC$4),0),\"\")","v":0},2.6236427501932398E-3,8.8370987312445543E-7,0,null,null,null,null,null,2.2031963470319636E-2,2.6059410650485695E-3,7.6407608767818171E-6,{"$f":"IF(BP204<>\"\",BP204/(1*10^-6),\"\")","v":2605.9410650485697},{"$f":"IF(BQ204<>\"\",BQ204/(1*10^-6),\"\")","v":7.6407608767818171},0.16980930409744821]
[null,null,null,null,null,null,null,null,null,null,null,null,null,null,null,null,null,null,null,null,null,null,null,null,null,null,null,null,null,null,null,null,null,null,null,null,null,39299.658980082437,2.544551342053189E-2,19.500000000000007,11.978724870639132,0.22127512936086902,{"$f":"IF(AN205<>\"\",Schadstoffbelastung!$K$4*Ergebnisse!AO205,\"\")","v":479.1489948255653},{"$f":"IF(AN205<>\"\",kf*Ergebnisse!AQ205*Ergebnisse!AM205,\"\")","v":1.2192192178268287E-4},2.5445513420531893E-7,2.5445513420531891E-6,8.5972566368610786E-14,-5.8213334694315955E-14,5.1478230996922214E-4,7.8787730343678267E-3,null,7.6929962281942451E-6,0,2.6237563388790235E-3,1.6425752298674638E-10,0,7.6926631799921877E-6,0,2.6236427501932398E-3,8.8370987312445543E-7,0,null,null,null,null,null,2.2146118721461189E-2,2.605849182117093E-3,7.6404914710314385E-6,2605.8491821170933,7.6404914710314387,0.17068914505132102]
[null,null,null,null,null,null,null,null,null,null,null,null,null,null,null,null,null,null,null,null,null,null,null,null,null,null,null,null,null,null,null,null,null,null,null,null,null,39509.048839993287,2.5310657415466759E-2,19.600000000000009,11.981269421981185,0.21873057801881579,{"$f":"IF(AN206<>\"\",Schadstoffbelastung!$K$4*Ergebnisse!AO206,\"\")","v":479.25077687924738},{"$f":"IF(AN206<>\"\",kf*Ergebnisse!AQ206*Ergebnisse!AM206,\"\")","v":1.2130152229686927E-4},2.5310657415466756E-7,2.5310657415466754E-6,8.5576025368181115E-14,-5.7944830740635445E-14,5.1205406925136599E-4,7.8424328775809383E-3,null,7.6929962281942451E-6,0,2.6237563388790235E-3,1.6425752298674638E-10,0,7.6926631799921877E-6,0,2.6236427501932398E-3,8.8370987312445543E-7,0,null,null,null,null,null,2.2260273972602738E-2,2.6057573024253176E-3,7.6402220747800415E-6,2605.7573024253179,7.6402220747800422,0.17156898600519377]
[null,null,null,null,null,null,null,null,null,null,null,null,null,null,null,null,null,null,null,null,null,null,null,null,null,null,null,null,null,null,null,null,null,null,null,null,null,39718.479403480058,2.5177197491412426E-2,19.70000000000001,11.983800487722732,0.21619951227726908,{"$f":"IF(AN207<>\"\",Schadstoffbelastung!$K$4*Ergebnisse!AO207,\"\")","v":479.35201950890928},{"$f":"IF(AN207<>\"\",kf*Ergebnisse!AQ207*Ergebnisse!AM207,\"\")","v":1.2068740463083192E-4},2.5177197491412431E-7,2.5177197491412428E-6,8.5183319011209472E-14,-5.7678923282470717E-14,5.0935407232626689E-4,7.8064441385398446E-3,null,7.6929962281942451E-6,0,2.6237563388790235E-3,1.6425752298674638E-10,0,7.6926631799921877E-6,0,2.6236427501932398E-3,8.8370987312445543E-7,0,null,null,null,null,null,2.2374429223744292E-2,2.6056654259731314E-3,7.639952688027294E-6,2605.6654259731317,7.6399526880272939,0.17244882695906658]
[null,null,null,null,null,null,null,null,null,null,null,null,null,null,null,null,null,null,null,null,null,null,null,null,null,null,null,null,null,null,null,null,null,null,null,null,null,39927.950456709797,2.5045112222432307E-2,19.800000000000011,11.986318207471873,0.2136817925281278,{"$f":"IF(AN208<>\"\",Schadstoffbelastung!$K$4*Ergebnisse!AO208,\"\")","v":479.45272829887494},{"$f":"IF(AN208<>\"\",kf*Ergebnisse!AQ208*Ergebnisse!AM208,\"\")","v":1.2007947385596669E-4},2.5045112222432309E-7,2.5045112222432308E-6,8.4794391044515606E-14,-5.7415574229936254E-14,5.0668188573074595E-4,7.7708016620414589E-3,null,7.6929962281942451E-6,0,2.6237563388790235E-3,1.6425752298674638E-10,0,7.6926631799921877E-6,0,2.6236427501932398E-3,8.8370987312445543E-7,0,null,null,null,null,null,2.2488584474885845E-2,2.6055735527604181E-3,7.6396833107728588E-6,2605.5735527604184,7.6396833107728588,0.17332866791293935]
[null,null,null,null,null,null,null,null,null,null,null,null,null,null,null,null,null,null,null,null,null,null,null,null,null,null,null,null,null,null,null,null,null,null,null,null,null,40137.461787972454,2.4914380617353162E-2,19.900000000000013,11.988822718694117,0.21117728130588453,{"$f":"IF(AN209<>\"\",Schadstoffbelastung!$K$4*Ergebnisse!AO209,\"\")","v":479.55290874776466},{"$f":"IF(AN209<>\"\",kf*Ergebnisse!AQ209*Ergebnisse!AM209,\"\")","v":1.1947763694700639E-4},2.4914380617353165E-7,2.4914380617353164E-6,8.4409186318543875E-14,-5.7154746240427593E-14,5.0403708479722169E-4,7.7355003940220227E-3,null,7.6929962281942451E-6,0,2.6237563388790235E-3,1.6425752298674638E-10,0,7.6926631799921877E-6,0,2.6236427501932398E-3,8.8370987312445543E-7,0,null,null,null,null,null,2.2602739726027398E-2,2.6054816827870645E-3,7.6394139430164023E-6,2605.4816827870645,7.639413943016403,0.17420850886681216]
[null,null,null,null,null,null,null,null,null,null,null,null,null,null,null,null,null,null,null,null,null,null,null,null,null,null,null,null,null,null,null,null,null,null,null,null,null,40347.013187868208,2.478498210868061E-2,20.000000000000014,11.991314156755852,0.20868584324414918,{"$f":"IF(AN210<>\"\",Schadstoffbelastung!$K$4*Ergebnisse!AO210,\"\")","v":479.65256627023405},{"$f":"IF(AN210<>\"\",kf*Ergebnisse!AQ210*Ergebnisse!AM210,\"\")","v":1.1888180273390493E-4},2.4784982108680613E-7,2.4784982108680611E-6,8.4027650759907075E-14,-5.6896402700030314E-14,5.0141925342946157E-4,7.7005353790409467E-3,null,7.6929962281942451E-6,0,2.6237563388790235E-3,1.6425752298674638E-10,0,7.6926631799921877E-6,0,2.6236427501932398E-3,8.8370987312445543E-7,0,null,null,null,null,null,2.2716894977168951E-2,2.6053898160529566E-3,7.639144584757589E-6,2605.3898160529566,7.639144584757589,0.17508834982068494]
[null,null,null,null,null,null,null,null,null,null,null,null,null,null,null,null,null,null,null,null,null,null,null,null,null,null,null,null,null,null,null,null,null,null,null,null,null,40556.604448910366,2.4656896542207467E-2,20.100000000000016,11.99379265496672,0.20620734503328109,{"$f":"IF(AN211<>\"\",Schadstoffbelastung!$K$4*Ergebnisse!AO211,\"\")","v":479.75170619866878},{"$f":"IF(AN211<>\"\",kf*Ergebnisse!AQ211*Ergebnisse!AM211,\"\")","v":1.1829188185688092E-4},2.4656896542207474E-7,2.4656896542207473E-6,8.3649731345798333E-14,-5.6640507706193952E-14,4.9882798389235103E-4,7.665901757935841E-3,null,7.6929962281942451E-6,0,2.6237563388790235E-3,1.6425752298674638E-10,0,7.6926631799921877E-6,0,2.6236427501932398E-3,8.8370987312445543E-7,0,null,null,null,null,null,2.2831050228310501E-2,2.6052979525579799E-3,7.6388752359960852E-6,2605.2979525579799,7.6388752359960854,0.17596819077455772]
[null,null,null,null,null,null,null,null,null,null,null,null,null,null,null,null,null,null,null,null,null,null,null,null,null,null,null,null,null,null,null,null,null,null,null,null,null,40766.235366046523,2.4530104166373343E-2,20.200000000000017,11.996258344620941,0.2037416553790603,{"$f":"IF(AN212<>\"\",Schadstoffbelastung!$K$4*Ergebnisse!AO212,\"\")","v":479.85033378483763},{"$f":"IF(AN212<>\"\",kf*Ergebnisse!AQ212*Ergebnisse!AM212,\"\")","v":1.1770778672011087E-4},2.4530104166373345E-7,2.4530104166373344E-6,8.3275376077500635E-14,-5.6387026049794887E-14,4.9626287659662995E-4,7.6315947653948536E-3,null,7.6929962281942451E-6,0,2.6237563388790235E-3,1.6425752298674638E-10,0,7.6926631799921877E-6,0,2.6236427501932398E-3,8.8370987312445543E-7,0,null,null,null,null,null,2.2945205479452054E-2,2.6052060923020194E-3,7.6386058967315538E-6,2605.2060923020194,7.638605896731554,0.1768480317284305]
[null,null,null,null,null,null,null,null,null,null,null,null,null,null,null,null,null,null,null,null,null,null,null,null,null,null,null,null,null,null,null,null,null,null,null,null,null,40975.90573593953,2.4404585622690086E-2,20.300000000000018,11.998711355037578,0.20128864496242294,{"$f":"IF(AN213<>\"\",Schadstoffbelastung!$K$4*Ergebnisse!AO213,\"\")","v":479.94845420150313},{"$f":"IF(AN213<>\"\",kf*Ergebnisse!AQ213*Ergebnisse!AM213,\"\")","v":1.1712943145038335E-4},2.4404585622690088E-7,2.4404585622690088E-6,8.2904533956878613E-14,-5.613592319921857E-14,4.9372353990519179E-4,7.5976097278023097E-3,null,7.6929962281942451E-6,0,2.6237563388790235E-3,1.6425752298674638E-10,0,7.6926631799921877E-6,0,2.6236427501932398E-3,8.8370987312445543E-7,0,null,null,null,null,null,2.3059360730593607E-2,2.6051142352849625E-3,7.6383365669636627E-6,2605.1142352849624,7.6383365669636634,0.17772787268230331]
[null,null,null,null,null,null,null,null,null,null,null,null,null,null,null,null,null,null,null,null,null,null,null,null,null,null,null,null,null,null,null,null,null,null,null,null,null,41185.615357460905,2.4280321935723149E-2,20.40000000000002,12.001151813599847,0.19884818640015389,{"$f":"IF(AN214<>\"\",Schadstoffbelastung!$K$4*Ergebnisse!AO214,\"\")","v":480.04607254399389},{"$f":"IF(AN214<>\"\",kf*Ergebnisse!AQ214*Ergebnisse!AM214,\"\")","v":1.1655673185347681E-4},2.4280321935723149E-7,2.4280321935723148E-6,8.2537154961403266E-14,-5.5887165283448403E-14,4.9120958993039917E-4,7.5639420609499098E-3,null,7.6929962281942451E-6,0,2.6237563388790235E-3,1.6425752298674638E-10,0,7.6926631799921877E-6,0,2.6236427501932398E-3,8.8370987312445543E-7,0,null,null,null,null,null,2.3173515981735161E-2,2.6050223815066937E-3,7.6380672466920748E-6,2605.0223815066938,7.6380672466920752,0.17860771363617611]
[null,null,null,null,null,null,null,null,null,null,null,null,null,null,null,null,null,null,null,null,null,null,null,null,null,null,null,null,null,null,null,null,null,null,null,null,null,41395.364031489415,2.4157294503783445E-2,20.500000000000021,12.00357984579342,0.19642015420658154,{"$f":"IF(AN215<>\"\",Schadstoffbelastung!$K$4*Ergebnisse!AO215,\"\")","v":480.14319383173677},{"$f":"IF(AN215<>\"\",kf*Ergebnisse!AQ215*Ergebnisse!AM215,\"\")","v":1.1598960537380446E-4},2.4157294503783447E-7,2.4157294503783445E-6,8.2173190021122841E-14,-5.5640719076472353E-14,4.8872065034577289E-4,7.5305872679262637E-3,null,7.6929962281942451E-6,0,2.6237563388790235E-3,1.6425752298674638E-10,0,7.6926631799921877E-6,0,2.6236427501932398E-3,8.8370987312445543E-7,0,null,null,null,null,null,2.3287671232876714E-2,2.6049305309670994E-3,7.6377979359164564E-6,2604.9305309670995,7.6377979359164572,0.17948755459004889]
[null,null,null,null,null,null,null,null,null,null,null,null,null,null,null,null,null,null,null,null,null,null,null,null,null,null,null,null,null,null,null,null,null,null,null,null,null,41605.151560900027,2.4035485089779145E-2,20.600000000000023,12.005995575243798,0.19400442475620316,{"$f":"IF(AN216<>\"\",Schadstoffbelastung!$K$4*Ergebnisse!AO216,\"\")","v":480.23982300975194},{"$f":"IF(AN216<>\"\",kf*Ergebnisse!AQ216*Ergebnisse!AM216,\"\")","v":1.1542797105469068E-4},2.4035485089779147E-7,2.4035485089779145E-6,8.1812590995959872E-14,-5.5396551981910427E-14,4.8625635220091656E-4,7.497540937036337E-3,null,7.6929962281942451E-6,0,2.6237563388790235E-3,1.6425752298674638E-10,0,7.6926631799921877E-6,0,2.6236427501932398E-3,8.8370987312445543E-7,0,null,null,null,null,null,2.3401826484018264E-2,2.6048386836660647E-3,7.637528634636472E-6,2604.8386836660648,7.6375286346364728,0.18036739554392167]
[null,null,null,null,null,null,null,null,null,null,null,null,null,null,null,null,null,null,null,null,null,null,null,null,null,null,null,null,null,null,null,null,null,null,null,null,null,41814.977750430255,2.3914875812404916E-2,20.700000000000024,12.008399123752776,0.19160087624722522,{"$f":"IF(AN217<>\"\",Schadstoffbelastung!$K$4*Ergebnisse!AO217,\"\")","v":480.33596495011102},{"$f":"IF(AN217<>\"\",kf*Ergebnisse!AQ217*Ergebnisse!AM217,\"\")","v":1.1487174950013587E-4},2.3914875812404921E-7,2.3914875812404918E-6,8.1455310653865864E-14,-5.5154632018222898E-14,4.8381633374326868E-4,7.4647987397994768E-3,null,7.6929962281942451E-6,0,2.6237563388790235E-3,1.6425752298674638E-10,0,7.6926631799921877E-6,0,2.6236427501932398E-3,8.8370987312445543E-7,0,null,null,null,null,null,2.3515981735159817E-2,2.6047468396034768E-3,7.637259342851788E-6,2604.7468396034769,7.6372593428517881,0.18124723649779445]
[null,null,null,null,null,null,null,null,null,null,null,null,null,null,null,null,null,null,null,null,null,null,null,null,null,null,null,null,null,null,null,null,null,null,null,null,null,42024.84240674421,2.3795449137473331E-2,20.800000000000026,12.010790611334016,0.18920938866598469,{"$f":"IF(AN218<>\"\",Schadstoffbelastung!$K$4*Ergebnisse!AO218,\"\")","v":480.43162445336066},{"$f":"IF(AN218<>\"\",kf*Ergebnisse!AQ218*Ergebnisse!AM218,\"\")","v":1.1432086283713634E-4},2.3795449137473335E-7,2.3795449137473334E-6,8.1101302649259039E-14,-5.4914927804110147E-14,4.8140024024272973E-4,7.4323564289733935E-3,null,7.6929962281942451E-6,0,2.6237563388790235E-3,1.6425752298674638E-10,0,7.6926631799921877E-6,0,2.6236427501932398E-3,8.8370987312445543E-7,0,null,null,null,null,null,2.363013698630137E-2,2.6046549987792204E-3,7.6369900605620689E-6,2604.6549987792205,7.6369900605620691,0.18212707745166726]
[null,null,null,null,null,null,null,null,null,null,null,null,null,null,null,null,null,null,null,null,null,null,null,null,null,null,null,null,null,null,null,null,null,null,null,null,null,42234.745338566565,2.3677187869459378E-2,20.900000000000027,12.013170156247764,0.18682984375223732,{"$f":"IF(AN219<>\"\",Schadstoffbelastung!$K$4*Ergebnisse!AO219,\"\")","v":480.52680624991058},{"$f":"IF(AN219<>\"\",kf*Ergebnisse!AQ219*Ergebnisse!AM219,\"\")","v":1.137752346789044E-4},2.3677187869459378E-7,2.3677187869459376E-6,8.0750521501960194E-14,-5.4677408544249836E-14,4.7900772382060137E-4,7.4002098366237699E-3,null,7.6929962281942451E-6,0,2.6237563388790235E-3,1.6425752298674638E-10,0,7.6926631799921877E-6,0,2.6236427501932398E-3,8.8370987312445543E-7,0,null,null,null,null,null,2.3744292237442923E-2,2.6045631611931815E-3,7.6367207877669792E-6,2604.5631611931817,7.6367207877669792,0.18300691840554004]
[null,null,null,null,null,null,null,null,null,null,null,null,null,null,null,null,null,null,null,null,null,null,null,null,null,null,null,null,null,null,null,null,null,null,null,null,null,42444.686356171522,2.3560075143648992E-2,21.000000000000028,12.01553787503471,0.18446212496529135,{"$f":"IF(AN220<>\"\",Schadstoffbelastung!$K$4*Ergebnisse!AO220,\"\")","v":480.62151500138839},{"$f":"IF(AN220<>\"\",kf*Ergebnisse!AQ220*Ergebnisse!AM220,\"\")","v":1.1323479009087132E-4},2.3560075143648991E-7,2.3560075143648992E-6,8.0402922577792632E-14,-5.444204401616081E-14,4.7663844329074508E-4,7.3683548723463901E-3,null,7.6929962281942451E-6,0,2.6237563388790235E-3,1.6425752298674638E-10,0,7.6926631799921877E-6,0,2.6236427501932398E-3,8.8370987312445543E-7,0,null,null,null,null,null,2.3858447488584476E-2,2.6044713268452459E-3,7.6364515244661853E-6,2604.471326845246,7.6364515244661852,0.18388675935941284]
[null,null,null,null,null,null,null,null,null,null,null,null,null,null,null,null,null,null,null,null,null,null,null,null,null,null,null,null,null,null,null,null,null,null,null,null,null,42654.665271944854,2.3444094417914507E-2,21.10000000000003,12.017893882549075,0.18210611745092642,{"$f":"IF(AN221<>\"\",Schadstoffbelastung!$K$4*Ergebnisse!AO221,\"\")","v":480.71575530196299},{"$f":"IF(AN221<>\"\",kf*Ergebnisse!AQ221*Ergebnisse!AM221,\"\")","v":1.1269945555478308E-4},2.344409441791451E-7,2.3444094417914509E-6,8.0058462067949463E-14,-5.4208804556232392E-14,4.7429206399319358E-4,7.336787521376305E-3,null,7.6929962281942451E-6,0,2.6237563388790235E-3,1.6425752298674638E-10,0,7.6926631799921877E-6,0,2.6236427501932398E-3,8.8370987312445543E-7,0,null,null,null,null,null,2.3972602739726026E-2,2.6043794957353E-3,7.6361822706593517E-6,2604.3794957353002,7.6361822706593525,0.18476660031328559]
[null,null,null,null,null,null,null,null,null,null,null,null,null,null,null,null,null,null,null,null,null,null,null,null,null,null,null,null,null,null,null,null,null,null,null,null,null,42864.681900089185,2.3329229465200663E-2,21.200000000000031,12.020238291990866,0.17976170800913494,{"$f":"IF(AN222<>\"\",Schadstoffbelastung!$K$4*Ergebnisse!AO222,\"\")","v":480.80953167963463},{"$f":"IF(AN222<>\"\",kf*Ergebnisse!AQ222*Ergebnisse!AM222,\"\")","v":1.1216915893609866E-4},2.3329229465200668E-7,2.3329229465200665E-6,7.9717096970351337E-14,-5.3977661047101401E-14,4.7196825764213654E-4,7.3055038428793883E-3,null,7.6929962281942451E-6,0,2.6237563388790235E-3,1.6425752298674638E-10,0,7.6926631799921877E-6,0,2.6236427501932398E-3,8.8370987312445543E-7,0,null,null,null,null,null,2.4086757990867579E-2,2.6042876678632285E-3,7.635913026346143E-6,2604.2876678632288,7.6359130263461434,0.1856464412671584]
[null,null,null,null,null,null,null,null,null,null,null,null,null,null,null,null,null,null,null,null,null,null,null,null,null,null,null,null,null,null,null,null,null,null,null,null,null,43074.736056287984,2.321546436624156E-2,21.300000000000033,12.022571214937386,0.17742878506261484,{"$f":"IF(AN223<>\"\",Schadstoffbelastung!$K$4*Ergebnisse!AO223,\"\")","v":480.90284859749545},{"$f":"IF(AN223<>\"\",kf*Ergebnisse!AQ223*Ergebnisse!AM223,\"\")","v":1.1164382945239216E-4},2.3215464366241561E-7,2.3215464366241562E-6,7.9378785071573207E-14,-5.3748584905414518E-14,4.6966670217857932E-4,7.2744999682960642E-3,null,7.6929962281942451E-6,0,2.6237563388790235E-3,1.6425752298674638E-10,0,7.6926631799921877E-6,0,2.6236427501932398E-3,8.8370987312445543E-7,0,null,null,null,null,null,2.4200913242009132E-2,2.6041958432289178E-3,7.6356437915262255E-6,2604.195843228918,7.6356437915262259,0.18652628222103118]
[null,null,null,null,null,null,null,null,null,null,null,null,null,null,null,null,null,null,null,null,null,null,null,null,null,null,null,null,null,null,null,null,null,null,null,null,null,43284.827558377932,2.3102783501940064E-2,21.400000000000034,12.02489276137401,0.17510723862599065,{"$f":"IF(AN224<>\"\",Schadstoffbelastung!$K$4*Ergebnisse!AO224,\"\")","v":480.99571045496043},{"$f":"IF(AN224<>\"\",kf*Ergebnisse!AQ224*Ergebnisse!AM224,\"\")","v":1.11123397640028E-4},2.3102783501940063E-7,2.3102783501940063E-6,7.9043484927656413E-14,-5.3521548068835833E-14,4.6738708161617209E-4,7.243772099582867E-3,null,7.6929962281942451E-6,0,2.6237563388790235E-3,1.6425752298674638E-10,0,7.6926631799921877E-6,0,2.6236427501932398E-3,8.8370987312445543E-7,0,null,null,null,null,null,2.4315068493150686E-2,2.6041040218322542E-3,7.6353745661992637E-6,2604.1040218322541,7.635374566199264,0.18740612317490399]
[null,null,null,null,null,null,null,null,null,null,null,null,null,null,null,null,null,null,null,null,null,null,null,null,null,null,null,null,null,null,null,null,null,null,null,null,null,43494.95622559922,2.2991171546724261E-2,21.500000000000036,12.027203039724204,0.17279696027579661,{"$f":"IF(AN225<>\"\",Schadstoffbelastung!$K$4*Ergebnisse!AO225,\"\")","v":481.08812158896819},{"$f":"IF(AN225<>\"\",kf*Ergebnisse!AQ225*Ergebnisse!AM225,\"\")","v":1.1060779532543308E-4},2.2991171546724264E-7,2.2991171546724263E-6,7.8711155847716745E-14,-5.3296522984947611E-14,4.6512908590680619E-4,7.2133165077102376E-3,null,7.6929962281942451E-6,0,2.6237563388790235E-3,1.6425752298674638E-10,0,7.6926631799921877E-6,0,2.6236427501932398E-3,8.8370987312445543E-7,0,null,null,null,null,null,2.4429223744292239E-2,2.6040122036731228E-3,7.6351053503649239E-6,2604.0122036731227,7.635105350364924,0.18828596412877677]
[null,null,null,null,null,null,null,null,null,null,null,null,null,null,null,null,null,null,null,null,null,null,null,null,null,null,null,null,null,null,null,null,null,null,null,null,null,43705.121879129205,2.288061346140647E-2,21.600000000000037,12.029502156878877,0.17049784312112415,{"$f":"IF(AN226<>\"\",Schadstoffbelastung!$K$4*Ergebnisse!AO226,\"\")","v":481.18008627515508},{"$f":"IF(AN226<>\"\",kf*Ergebnisse!AQ226*Ergebnisse!AM226,\"\")","v":1.1009695559388042E-4},2.2880613461406474E-7,2.2880613461406472E-6,7.8381757875967881E-14,-5.3073482599078124E-14,4.6289241079614635E-4,7.1831295310150999E-3,null,7.6929962281942451E-6,0,2.6237563388790235E-3,1.6425752298674638E-10,0,7.6926631799921877E-6,0,2.6236427501932398E-3,8.8370987312445543E-7,0,null,null,null,null,null,2.4543378995433789E-2,2.60392038875141E-3,7.6348361440228707E-6,2603.92038875141,7.6348361440228709,0.18916580508264955]
[null,null,null,null,null,null,null,null,null,null,null,null,null,null,null,null,null,null,null,null,null,null,null,null,null,null,null,null,null,null,null,null,null,null,null,null,null,43915.324341645792,2.2771094486752862E-2,21.700000000000038,12.031790218225018,0.16820978177498347,{"$f":"IF(AN227<>\"\",Schadstoffbelastung!$K$4*Ergebnisse!AO227,\"\")","v":481.27160872900072},{"$f":"IF(AN227<>\"\",kf*Ergebnisse!AQ227*Ergebnisse!AM227,\"\")","v":1.0959081276159629E-4},2.2771094486752863E-7,2.2771094486752862E-6,7.805525177575804E-14,-5.2852400343492568E-14,4.6067675769353875E-4,7.1532075737379347E-3,null,7.6929962281942451E-6,0,2.6237563388790235E-3,1.6425752298674638E-10,0,7.6926631799921877E-6,0,2.6236427501932398E-3,8.8370987312445543E-7,0,null,null,null,null,null,2.4657534246575342E-2,2.6038285770670017E-3,7.6345669471727704E-6,2603.8285770670018,7.6345669471727708,0.19004564603652235]
[null,null,null,null,null,null,null,null,null,null,null,null,null,null,null,null,null,null,null,null,null,null,null,null,null,null,null,null,null,null,null,null,null,null,null,null,null,44125.563437744553,2.266260013678657E-2,21.80000000000004,{"$f":"IF(AN228=\"\",\"\",SQRT(($S$29^2)+(($S$28^2)-($S$29^2))*(LN(AN228)-LN(Brunnenradius))/(LN(ReichweiteAbsenkung)-LN(Brunnenradius))))","v":12.034067327673693},0.16593267232630815,{"$f":"IF(AN228<>\"\",Schadstoffbelastung!$K$4*Ergebnisse!AO228,\"\")","v":481.36269310694775},{"$f":"IF(AN228<>\"\",kf*Ergebnisse!AQ228*Ergebnisse!AM228,\"\")","v":1.0908930234649467E-4},2.2662600136786573E-7,2.2662600136786571E-6,7.7731599012714276E-14,-5.2633250125979857E-14,{"$f":"IF(AN228<>\"\",((d_50*2)*kf*AM228)/($S$13*neff),\"\")","v":4.5848183353652832E-4},{"$f":"IF(AN228<>\"\",150*(AW228^0.87)*(0.016^0.79),\"\")","v":7.1235471044780712E-3},null,7.6929962281942451E-6,0,2.6237563388790235E-3,1.6425752298674638E-10,0,7.6926631799921877E-6,0,2.6236427501932398E-3,8.8370987312445543E-7,0,null,null,null,null,null,2.4771689497716895E-2,2.6037367686197839E-3,7.6342977598142874E-6,2603.736768619784,7.634297759814288,0.19092548699039513]
[null,null,null,null,null,null,null,null,null,null,null,null,null,null,null,null,null,null,null,null,null,null,null,null,null,null,null,null,null,null,null,null,null,null,null,null,null,44335.838993335397,{"$f":"IF(AN229<>\"\",(AO230-AO229)/(AN230-AN229),\"\")","v":2.2555116192801386E-2},21.900000000000041,12.036333587687372,{"$f":"IF(AN229<>\"\",$S$28-AO229,\"\")","v":0.16366641231262946},{"$f":"IF(AN229<>\"\",Schadstoffbelastung!$K$4*Ergebnisse!AO229,\"\")","v":481.45334350749488},{"$f":"IF(AN229<>\"\",kf*Ergebnisse!AQ229*Ergebnisse!AM229,\"\")","v":1.0859236104224267E-4},{"$f":"IF(AN229<>\"\",AR229/AQ229,\"\")","v":2.2555116192801388E-7},{"$f":"IF(AS229<>\"\",AS229/$S$30,\"\")","v":2.2555116192801385E-6},7.7410761739909881E-14,-5.2416006319809233E-14,4.5630735066975114E-4,7.0941446548343865E-3,null,7.6929962281942451E-6,0,2.6237563388790235E-3,1.6425752298674638E-10,0,7.6926631799921877E-6,0,2.6236427501932398E-3,8.8370987312445543E-7,0,null,null,null,null,null,2.4885844748858448E-2,2.6036449634096411E-3,7.6340285819470865E-6,2603.6449634096412,7.6340285819470868,0.19180532794426794]
[null,null,null,null,null,null,null,null,null,null,null,null,null,null,null,null,null,null,null,null,null,null,null,null,null,null,null,null,null,null,null,null,null,null,null,null,null,44546.150836194298,2.2448628696949094E-2,22.000000000000043,12.038589099306652,0.16141090069334929,{"$f":"IF(AN230<>\"\",Schadstoffbelastung!$K$4*Ergebnisse!AO230,\"\")","v":481.54356397226604},{"$f":"IF(AN230<>\"\",kf*Ergebnisse!AQ230*Ergebnisse!AM230,\"\")","v":1.0809992669018955E-4},2.2448628696949096E-7,2.2448628696949094E-6,7.7092702781666931E-14,-5.2200643752762698E-14,4.5415302671520091E-4,7.0649968179209276E-3,null,7.6929962281942451E-6,0,2.6237563388790235E-3,1.6425752298674638E-10,0,7.6926631799921877E-6,0,2.6236427501932398E-3,8.8370987312445543E-7,0,null,null,null,null,null,2.5000000000000001E-2,2.6035531614364608E-3,7.6337594135708338E-6,2603.5531614364609,7.633759413570834,0.19268516889814072]
[null,null,null,null,null,null,null,null,null,null,null,null,null,null,null,null,null,null,null,null,null,null,null,null,null,null,null,null,null,null,null,null,null,null,null,null,null,44756.498795637926,2.2343123946448565E-2,22.100000000000044,12.040833962176347,0.15916603782365435,{"$f":"IF(AN231<>\"\",Schadstoffbelastung!$K$4*Ergebnisse!AO231,\"\")","v":481.6333584870539},{"$f":"IF(AN231<>\"\",kf*Ergebnisse!AQ231*Ergebnisse!AM231,\"\")","v":1.0761193825420541E-4},2.2343123946448566E-7,2.2343123946448566E-6,7.6777385619125377E-14,-5.1987137697363667E-14,4.5201858445507483E-4,7.0361002470444196E-3,null,7.6929962281942451E-6,0,2.6237563388790235E-3,1.6425752298674638E-10,0,7.6926631799921877E-6,0,2.6236427501932398E-3,8.8370987312445543E-7,0,null,null,null,null,null,2.5114155251141551E-2,2.6034613627001282E-3,7.6334902546851957E-6,2603.4613627001286,7.6334902546851957,0.1935650098520135]
[null,null,null,null,null,null,null,null,null,null,null,null,null,null,null,null,null,null,null,null,null,null,null,null,null,null,null,null,null,null,null,null,null,null,null,null,null,44966.882702472067,2.2238588487812589E-2,22.200000000000045,12.043068274570992,0.15693172542900946,{"$f":"IF(AN232<>\"\",Schadstoffbelastung!$K$4*Ergebnisse!AO232,\"\")","v":481.72273098283966},{"$f":"IF(AN232<>\"\",kf*Ergebnisse!AQ232*Ergebnisse!AM232,\"\")","v":1.0712833579552619E-4},2.2238588487812588E-7,2.2238588487812585E-6,7.6464774375778141E-14,-5.1775463861082526E-14,4.4990375171497784E-4,7.007451654378662E-3,null,7.6929962281942451E-6,0,2.6237563388790235E-3,1.6425752298674638E-10,0,7.6926631799921877E-6,0,2.6236427501932398E-3,8.8370987312445543E-7,0,null,null,null,null,null,2.5228310502283104E-2,2.6033695672005291E-3,7.633221105289835E-6,2603.3695672005292,7.6332211052898353,0.19444485080588628]
[null,null,null,null,null,null,null,null,null,null,null,null,null,null,null,null,null,null,null,null,null,null,null,null,null,null,null,null,null,null,null,null,null,null,null,null,null,45177.302389077238,2.2135009111163523E-2,22.300000000000047,12.045292133419773,0.15470786658022817,{"$f":"IF(AN233<>\"\",Schadstoffbelastung!$K$4*Ergebnisse!AO233,\"\")","v":481.8116853367909},{"$f":"IF(AN233<>\"\",kf*Ergebnisse!AQ233*Ergebnisse!AM233,\"\")","v":1.0664906044794919E-4},2.2135009111163523E-7,2.2135009111163523E-6,7.6154833803187973E-14,-5.1565598376665316E-14,4.478082612489236E-4,6.9790478096555661E-3,null,7.6929962281942451E-6,0,2.6237563388790235E-3,1.6425752298674638E-10,0,7.6926631799921877E-6,0,2.6236427501932398E-3,8.8370987312445543E-7,0,null,null,null,null,null,2.5342465753424658E-2,2.6032777749375492E-3,7.6329519653844197E-6,2603.2777749375496,7.6329519653844198,0.19532469175975908]
[null,null,null,null,null,null,null,null,null,null,null,null,null,null,null,null,null,null,null,null,null,null,null,null,null,null,null,null,null,null,null,null,null,null,null,null,null,45387.757689484082,2.2032372844708846E-2,22.400000000000048,12.047505634330889,0.15249436566911179,{"$f":"IF(AN234<>\"\",Schadstoffbelastung!$K$4*Ergebnisse!AO234,\"\")","v":481.90022537323557},{"$f":"IF(AN234<>\"\",kf*Ergebnisse!AQ234*Ergebnisse!AM234,\"\")","v":1.061740543937235E-4},2.203237284470885E-7,2.2032372844708847E-6,7.5847529267099881E-14,-5.1357517792730237E-14,4.457318506275713E-4,6.9508855388924849E-3,null,7.6929962281942451E-6,0,2.6237563388790235E-3,1.6425752298674638E-10,0,7.6926631799921877E-6,0,2.6236427501932398E-3,8.8370987312445543E-7,0,null,null,null,null,null,2.5456621004566211E-2,2.6031859859110755E-3,7.6326828349686143E-6,2603.1859859110755,7.6326828349686151,0.19620453271363186]
[null,null,null,null,null,null,null,null,null,null,null,null,null,null,null,null,null,null,null,null,null,null,null,null,null,null,null,null,null,null,null,null,null,null,null,null,null,45598.248439021292,2.1930666949571929E-2,22.50000000000005,12.04970887161536,0.15029112838464087,{"$f":"IF(AN235<>\"\",Schadstoffbelastung!$K$4*Ergebnisse!AO235,\"\")","v":481.98835486461439},{"$f":"IF(AN235<>\"\",kf*Ergebnisse!AQ235*Ergebnisse!AM235,\"\")","v":1.0570326084107948E-4},2.1930666949571935E-7,2.1930666949571933E-6,7.5542826734538045E-14,-5.1151199065030797E-14,4.4367426213364755E-4,6.9229617232097161E-3,null,7.6929962281942451E-6,0,2.6237563388790235E-3,1.6425752298674638E-10,0,7.6926631799921877E-6,0,2.6236427501932398E-3,8.8370987312445543E-7,0,null,null,null,null,null,2.5570776255707764E-2,2.6030942001209925E-3,7.6324137140420835E-6,2603.0942001209928,7.6324137140420838,0.19708437366750467]
[null,null,null,null,null,null,null,null,null,null,null,null,null,null,null,null,null,null,null,null,null,null,null,null,null,null,null,null,null,null,null,null,null,null,null,null,null,45808.774474803169,2.1829878914356417E-2,22.600000000000051,12.051901938310317,0.14809806168968365,{"$f":"IF(AN236<>\"\",Schadstoffbelastung!$K$4*Ergebnisse!AO236,\"\")","v":482.07607753241268},{"$f":"IF(AN236<>\"\",kf*Ergebnisse!AQ236*Ergebnisse!AM236,\"\")","v":1.0523662400040466E-4},2.1829878914356419E-7,2.1829878914356417E-6,7.5240692760028902E-14,-5.0946619547127206E-14,4.416352426519799E-4,6.8952732975679507E-3,null,7.6929962281942451E-6,0,2.6237563388790235E-3,1.6425752298674638E-10,0,7.6926631799921877E-6,0,2.6236427501932398E-3,8.8370987312445543E-7,0,null,null,null,null,null,2.5684931506849314E-2,2.6030024175671867E-3,7.6321446026044935E-6,2603.002417567187,7.6321446026044937,0.19796421462137742]
[null,null,null,null,null,null,null,null,null,null,null,null,null,null,null,null,null,null,null,null,null,null,null,null,null,null,null,null,null,null,null,null,null,null,null,null,null,46019.335634995856,2.1729996450438851E-2,22.700000000000053,12.054084926201753,0.14591507379824797,{"$f":"IF(AN237<>\"\",Schadstoffbelastung!$K$4*Ergebnisse!AO237,\"\")","v":482.16339704807012},{"$f":"IF(AN237<>\"\",kf*Ergebnisse!AQ237*Ergebnisse!AM237,\"\")","v":1.0477408906386103E-4},2.1729996450438853E-7,2.1729996450438853E-6,7.4941094473930491E-14,-5.0743756982484049E-14,4.3961454357426292E-4,6.8678172496987452E-3,null,7.6929962281942451E-6,0,2.6237563388790235E-3,1.6425752298674638E-10,0,7.6926631799921877E-6,0,2.6236427501932398E-3,8.8370987312445543E-7,0,null,null,null,null,null,2.5799086757990867E-2,2.6029106382495439E-3,7.6318755006555088E-6,2602.9106382495438,7.631875500655509,0.19884405557525023]
[null,null,null,null,null,null,null,null,null,null,null,null,null,null,null,null,null,null,null,null,null,null,null,null,null,null,null,null,null,null,null,null,null,null,null,null,null,46229.931759620646,2.1631007486657385E-2,22.800000000000054,12.056257925846797,0.14374207415320406,{"$f":"IF(AN238<>\"\",Schadstoffbelastung!$K$4*Ergebnisse!AO238,\"\")","v":482.25031703387185},{"$f":"IF(AN238<>\"\",kf*Ergebnisse!AQ238*Ergebnisse!AM238,\"\")","v":1.0431560218202579E-4},2.1631007486657385E-7,2.1631007486657385E-6,7.4643999568880785E-14,-5.054258949529422E-14,4.3761192069160712E-4,6.8405906188626058E-3,null,7.6929962281942451E-6,0,2.6237563388790235E-3,1.6425752298674638E-10,0,7.6926631799921877E-6,0,2.6236427501932398E-3,8.8370987312445543E-7,0,null,null,null,null,null,2.591324200913242E-2,2.6028188621679497E-3,7.6316064081947958E-6,2602.8188621679496,7.6316064081947959,0.19972389652912304]
[null,null,null,null,null,null,null,null,null,null,null,null,null,null,null,null,null,null,null,null,null,null,null,null,null,null,null,null,null,null,null,null,null,null,null,null,null,46440.562689920633,2.1532900164817598E-2,22.900000000000055,12.058421026595463,0.14157897340453829,{"$f":"IF(AN239<>\"\",Schadstoffbelastung!$K$4*Ergebnisse!AO239,\"\")","v":482.3368410638185},{"$f":"IF(AN239<>\"\",kf*Ergebnisse!AQ239*Ergebnisse!AM239,\"\")","v":1.0386111044440698E-4},2.1532900164817601E-7,2.1532900164817601E-6,7.4349376288625745E-14,-5.0343095582914214E-14,4.356271341036176E-4,6.8135904948251544E-3,null,7.6929962281942451E-6,0,2.6237563388790235E-3,1.6425752298674638E-10,0,7.6926631799921877E-6,0,2.6236427501932398E-3,8.8370987312445543E-7,0,null,null,null,null,null,2.6027397260273973E-2,2.6027270893222904E-3,7.6313373252220191E-6,2602.7270893222903,7.6313373252220194,0.20060373748299581]
[null,null,null,null,null,null,null,null,null,null,null,null,null,null,null,null,null,null,null,null,null,null,null,null,null,null,null,null,null,null,null,null,null,null,null,null,null,46651.228268624305,2.1435662834896313E-2,23.000000000000057,12.060574316611945,0.1394256833880565,{"$f":"IF(AN240<>\"\",Schadstoffbelastung!$K$4*Ergebnisse!AO240,\"\")","v":482.42297266447781},{"$f":"IF(AN240<>\"\",kf*Ergebnisse!AQ240*Ergebnisse!AM240,\"\")","v":1.0341056185844147E-4},2.1435662834896314E-7,2.1435662834896311E-6,7.4057193415873556E-14,-5.0145254107640073E-14,4.3365994812136395E-4,6.7868140167440649E-3,null,7.6929962281942451E-6,0,2.6237563388790235E-3,1.6425752298674638E-10,0,7.6926631799921877E-6,0,2.6236427501932398E-3,8.8370987312445543E-7,0,null,null,null,null,null,2.6141552511415526E-2,2.6026353197124521E-3,7.6310682517368448E-6,2602.6353197124522,7.6310682517368456,0.20148357843686862]
[null,null,null,null,null,null,null,null,null,null,null,null,null,null,null,null,null,null,null,null,null,null,null,null,null,null,null,null,null,null,null,null,null,null,null,null,null,46861.928339673148,2.1339284050618499E-2,23.100000000000058,12.062717882895434,0.13728211710456684,{"$f":"IF(AN241<>\"\",Schadstoffbelastung!$K$4*Ergebnisse!AO241,\"\")","v":482.50871531581737},{"$f":"IF(AN241<>\"\",kf*Ergebnisse!AQ241*Ergebnisse!AM241,\"\")","v":1.0296390533023245E-4},2.1339284050618502E-7,2.13392840506185E-6,7.3767420261204261E-14,-4.9949044289197916E-14,4.317101311778974E-4,6.7602583721527035E-3,null,7.6929962281942451E-6,0,2.6237563388790235E-3,1.6425752298674638E-10,0,7.6926631799921877E-6,0,2.6236427501932398E-3,8.8370987312445543E-7,0,null,null,null,null,null,2.6255707762557076E-2,2.6025435533383197E-3,7.6307991877389375E-6,2602.5435533383197,7.6307991877389378,0.20236341939074137]
[null,null,null,null,null,null,null,null,null,null,null,null,null,null,null,null,null,null,null,null,null,null,null,null,null,null,null,null,null,null,null,null,null,null,null,null,null,47072.662748748924,2.1243752564785421E-2,23.20000000000006,12.064851811300496,0.13514818869950496,{"$f":"IF(AN242<>\"\",Schadstoffbelastung!$K$4*Ergebnisse!AO242,\"\")","v":482.59407245201987},{"$f":"IF(AN242<>\"\",kf*Ergebnisse!AQ242*Ergebnisse!AM242,\"\")","v":1.0252109064402839E-4},2.1243752564785422E-7,2.1243752564785422E-6,7.3480026651166763E-14,-4.9754445696684235E-14,4.2977745573373585E-4,6.7339207958693019E-3,null,7.6929962281942451E-6,0,2.6237563388790235E-3,1.6425752298674638E-10,0,7.6926631799921877E-6,0,2.6236427501932398E-3,8.8370987312445543E-7,0,null,null,null,null,null,2.6369863013698629E-2,2.6024517901997806E-3,7.6305301332279636E-6,2602.4517901997806,7.630530133227964,0.20324326034461418]
[null,null,null,null,null,null,null,null,null,null,null,null,null,null,null,null,null,null,null,null,null,null,null,null,null,null,null,null,null,null,null,null,null,null,null,null,null,47283.431342418771,2.1149057325348917E-2,23.300000000000061,12.066976186556975,0.13302381344302638,{"$f":"IF(AN243<>\"\",Schadstoffbelastung!$K$4*Ergebnisse!AO243,\"\")","v":482.67904746227896},{"$f":"IF(AN243<>\"\",kf*Ergebnisse!AQ243*Ergebnisse!AM243,\"\")","v":1.0208206844524549E-4},2.1149057325348918E-7,2.1149057325348915E-6,7.3194982918558689E-14,-4.9561438241984249E-14,4.2786169819744352E-4,6.707798569106185E-3,null,7.6929962281942451E-6,0,2.6237563388790235E-3,1.6425752298674638E-10,0,7.6926631799921877E-6,0,2.6236427501932398E-3,8.8370987312445543E-7,0,null,null,null,null,null,2.6484018264840183E-2,2.6023600302967197E-3,7.6302610882035894E-6,2602.3600302967197,7.6302610882035893,0.20412310129848696]
[null,null,null,null,null,null,null,null,null,null,null,null,null,null,null,null,null,null,null,null,null,null,null,null,null,null,null,null,null,null,null,null,null,null,null,null,null,47494.233969008405,2.1055187470810623E-2,23.400000000000063,12.06909109228951,0.13090890771049146,{"$f":"IF(AN244<>\"\",Schadstoffbelastung!$K$4*Ergebnisse!AO244,\"\")","v":482.7636436915804},{"$f":"IF(AN244<>\"\",kf*Ergebnisse!AQ244*Ergebnisse!AM244,\"\")","v":1.0164679022017849E-4},2.1055187470810627E-7,2.1055187470810627E-6,7.2912259890614009E-14,-4.9370002171773568E-14,4.2596263883255337E-4,6.6818890183872404E-3,null,7.6929962281942451E-6,0,2.6237563388790235E-3,1.6425752298674638E-10,0,7.6926631799921877E-6,0,2.6236427501932398E-3,8.8370987312445543E-7,0,null,null,null,null,null,2.6598173515981736E-2,2.6022682736290231E-3,7.6299920526654792E-6,2602.268273629023,7.6299920526654796,0.20500294225235977]
[null,null,null,null,null,null,null,null,null,null,null,null,null,null,null,null,null,null,null,null,null,null,null,null,null,null,null,null,null,null,null,null,null,null,null,null,null,47705.070477990783,2.0962132326402795E-2,23.500000000000064,12.071196611036591,0.12880338896341037,{"$f":"IF(AN245<>\"\",Schadstoffbelastung!$K$4*Ergebnisse!AO245,\"\")","v":482.84786444146363},{"$f":"IF(AN245<>\"\",kf*Ergebnisse!AQ245*Ergebnisse!AM245,\"\")","v":1.012152082794296E-4},2.0962132326402798E-7,2.0962132326402795E-6,7.2631828879485563E-14,-4.918011806107374E-14,4.240800616803027E-4,6.6561895146757177E-3,null,7.6929962281942451E-6,0,2.6237563388790235E-3,1.6425752298674638E-10,0,7.6926631799921877E-6,0,2.6236427501932398E-3,8.8370987312445543E-7,0,null,null,null,null,null,2.6712328767123289E-2,2.6021765201965767E-3,7.6297230266132979E-6,2602.1765201965768,7.6297230266132985,0.20588278320623254]
[null,null,null,null,null,null,null,null,null,null,null,null,null,null,null,null,null,null,null,null,null,null,null,null,null,null,null,null,null,null,null,null,null,null,null,null,null,47915.940720031089,2.0869881400073769E-2,23.600000000000065,12.073292824269231,0.12670717573077006,{"$f":"IF(AN246<>\"\",Schadstoffbelastung!$K$4*Ergebnisse!AO246,\"\")","v":482.93171297076924},{"$f":"IF(AN246<>\"\",kf*Ergebnisse!AQ246*Ergebnisse!AM246,\"\")","v":1.0078727574034422E-4},2.0869881400073771E-7,2.0869881400073771E-6,7.2353661672082903E-14,-4.8991766806371325E-14,4.2221375447841551E-4,6.6306974724429316E-3,null,7.6929962281942451E-6,0,2.6237563388790235E-3,1.6425752298674638E-10,0,7.6926631799921877E-6,0,2.6236427501932398E-3,8.8370987312445543E-7,0,null,null,null,null,null,2.6826484018264839E-2,2.6020847699992672E-3,7.6294540100467132E-6,2602.0847699992673,7.6294540100467136,0.20676262416010532]
[null,null,null,null,null,null,null,null,null,null,null,null,null,null,null,null,null,null,null,null,null,null,null,null,null,null,null,null,null,null,null,null,null,null,null,null,null,48126.844547229884,2.0778424378491128E-2,23.700000000000067,12.075379812409238,0.12462018759076265,{"$f":"IF(AN247<>\"\",Schadstoffbelastung!$K$4*Ergebnisse!AO247,\"\")","v":483.01519249636954},{"$f":"IF(AN247<>\"\",kf*Ergebnisse!AQ247*Ergebnisse!AM247,\"\")","v":1.003629465094815E-4},2.0778424378491127E-7,2.0778424378491128E-6,7.2077730519908094E-14,-4.880492961873556E-14,4.2036350858024361E-4,6.6054103487367989E-3,null,7.6929962281942451E-6,0,2.6237563388790235E-3,1.6425752298674638E-10,0,7.6926631799921877E-6,0,2.6236427501932398E-3,8.8370987312445543E-7,0,null,null,null,null,null,2.6940639269406392E-2,2.6019930230369794E-3,7.629185002965389E-6,2601.9930230369796,7.6291850029653894,0.2076424651139781]
[null,null,null,null,null,null,null,null,null,null,null,null,null,null,null,null,null,null,null,null,null,null,null,null,null,null,null,null,null,null,null,null,null,null,null,null,null,48337.781813029098,2.0687751123293612E-2,23.800000000000068,12.077457654847088,0.12254234515291351,{"$f":"IF(AN248<>\"\",Schadstoffbelastung!$K$4*Ergebnisse!AO248,\"\")","v":483.0983061938835},{"$f":"IF(AN248<>\"\",kf*Ergebnisse!AQ248*Ergebnisse!AM248,\"\")","v":9.9942175266237558E-5},2.0687751123293613E-7,2.0687751123293611E-6,7.1804008129588155E-14,-4.8619588017407715E-14,4.1852911887894006E-4,6.5803256423141825E-3,null,7.6929962281942451E-6,0,2.6237563388790235E-3,1.6425752298674638E-10,0,7.6926631799921877E-6,0,2.6236427501932398E-3,8.8370987312445543E-7,0,null,null,null,null,null,2.7054794520547945E-2,2.6019012793095995E-3,7.6289160053689907E-6,2601.9012793095994,7.6289160053689908,0.20852230606785091]
[null,null,null,null,null,null,null,null,null,null,null,null,null,null,null,null,null,null,null,null,null,null,null,null,null,null,null,null,null,null,null,null,null,null,null,null,null,48548.752371795134,2.0597851667573927E-2,23.90000000000007,12.079526429959417,0.12047357004058412,{"$f":"IF(AN249<>\"\",Schadstoffbelastung!$K$4*Ergebnisse!AO249,\"\")","v":483.18105719837666},{"$f":"IF(AN249<>\"\",kf*Ergebnisse!AQ249*Ergebnisse!AM249,\"\")","v":9.9524917447537176E-5},2.0597851667573931E-7,2.0597851667573931E-6,7.1532467654052367E-14,-4.8435723823827127E-14,4.1671038373630335E-4,6.5554408928323758E-3,null,7.6929962281942451E-6,0,2.6237563388790235E-3,1.6425752298674638E-10,0,7.6926631799921877E-6,0,2.6236427501932398E-3,8.8370987312445543E-7,0,null,null,null,null,null,2.7168949771689498E-2,2.6018095388170136E-3,7.6286470172571845E-6,2601.8095388170136,7.628647017257185,0.20940214702172369]
[null,null,null,null,null,null,null,null,null,null,null,null,null,null,null,null,null,null,null,null,null,null,null,null,null,null,null,null,null,null,null,null,null,null,null,null,null,48759.756079573126,2.0508716211952979E-2,24.000000000000071,12.081586215126174,0.1184137848738267,{"$f":"IF(AN250<>\"\",Schadstoffbelastung!$K$4*Ergebnisse!AO250,\"\")","v":483.26344860504696},{"$f":"IF(AN250<>\"\",kf*Ergebnisse!AQ250*Ergebnisse!AM250,\"\")","v":9.9111129230506335E-5},2.0508716211952982E-7,2.0508716211952978E-6,7.1263082682426256E-14,-4.8253319154788247E-14,4.1490710490335646E-4,6.5307536799229498E-3,null,7.6929962281942451E-6,0,2.6237563388790235E-3,1.6425752298674638E-10,0,7.6926631799921877E-6,0,2.6236427501932398E-3,8.8370987312445543E-7,0,null,null,null,null,null,2.7283105022831051E-2,2.6017178015591081E-3,7.6283780386296359E-6,2601.717801559108,7.628378038629636,0.2102819879755965]
[null,null,null,null,null,null,null,null,null,null,null,null,null,null,null,null,null,null,null,null,null,null,null,null,null,null,null,null,null,null,null,null,null,null,null,null,null,48970.792793351291,2.0420335121382457E-2,24.100000000000072,12.08363708674737,0.11636291325263137,{"$f":"IF(AN251<>\"\",Schadstoffbelastung!$K$4*Ergebnisse!AO251,\"\")","v":483.34548346989482},{"$f":"IF(AN251<>\"\",kf*Ergebnisse!AQ251*Ergebnisse!AM251,\"\")","v":9.8700767518618783E-5},2.042033512138246E-7,2.0420335121382456E-6,7.0995827232075394E-14,-4.8072356417053395E-14,4.1311908745566054E-4,6.5062616224626172E-3,null,7.6929962281942451E-6,0,2.6237563388790235E-3,1.6425752298674638E-10,0,7.6926631799921877E-6,0,2.6236427501932398E-3,8.8370987312445543E-7,0,null,null,null,null,null,2.7397260273972601E-2,2.6016260675357683E-3,7.6281090694860102E-6,2601.6260675357685,7.6281090694860101,0.21116182892946928]
[null,null,null,null,null,null,null,null,null,null,null,null,null,null,null,null,null,null,null,null,null,null,null,null,null,null,null,null,null,null,null,null,null,null,null,null,null,49181.862371315619,2.0332698921609871E-2,24.200000000000074,12.085679120259508,0.1143208797404931,{"$f":"IF(AN252<>\"\",Schadstoffbelastung!$K$4*Ergebnisse!AO252,\"\")","v":483.4271648103803},{"$f":"IF(AN252<>\"\",kf*Ergebnisse!AQ252*Ergebnisse!AM252,\"\")","v":9.8293789926169386E-5},2.0332698921609874E-7,2.0332698921609872E-6,7.0730675739583242E-14,-4.7892818301243717E-14,4.1134613972179971E-4,6.4819623777464296E-3,null,7.6929962281942451E-6,0,2.6237563388790235E-3,1.6425752298674638E-10,0,7.6926631799921877E-6,0,2.6236427501932398E-3,8.8370987312445543E-7,0,null,null,null,null,null,2.7511415525114154E-2,2.6015343367468803E-3,7.6278401098259738E-6,2601.5343367468804,7.627840109825974,0.21204166988334205]
[null,null,null,null,null,null,null,null,null,null,null,null,null,null,null,null,null,null,null,null,null,null,null,null,null,null,null,null,null,null,null,null,null,null,null,null,null,49392.964672936287,2.0245798295803464E-2,24.300000000000075,12.087712390151669,0.11228760984833208,{"$f":"IF(AN253<>\"\",Schadstoffbelastung!$K$4*Ergebnisse!AO253,\"\")","v":483.50849560606673},{"$f":"IF(AN253<>\"\",kf*Ergebnisse!AQ253*Ergebnisse!AM253,\"\")","v":9.7890154763478034E-5},2.0245798295803467E-7,2.0245798295803464E-6,7.0467603052165173E-14,-4.7714687776025471E-14,4.0958807321510088E-4,6.4578536407009241E-3,null,7.6929962281942451E-6,0,2.6237563388790235E-3,1.6425752298674638E-10,0,7.6926631799921877E-6,0,2.6236427501932398E-3,8.8370987312445543E-7,0,null,null,null,null,null,2.7625570776255708E-2,2.6014426091923301E-3,7.6275711596491912E-6,2601.4426091923301,7.6275711596491913,0.21292151083721486]
[null,null,null,null,null,null,null,null,null,null,null,null,null,null,null,null,null,null,null,null,null,null,null,null,null,null,null,null,null,null,null,null,null,null,null,null,null,49604.099558868962,2.0159624081337025E-2,24.400000000000077,12.089736969981249,0.11026303001875171,{"$f":"IF(AN254<>\"\",Schadstoffbelastung!$K$4*Ergebnisse!AO254,\"\")","v":483.58947879924995},{"$f":"IF(AN254<>\"\",kf*Ergebnisse!AQ254*Ergebnisse!AM254,\"\")","v":9.7489821022825804E-5},2.0159624081337027E-7,2.0159624081337027E-6,7.0206584419521803E-14,-4.7537948082593808E-14,4.0784470256858754E-4,6.4339331431375411E-3,null,7.6929962281942451E-6,0,2.6237563388790235E-3,1.6425752298674638E-10,0,7.6926631799921877E-6,0,2.6236427501932398E-3,8.8370987312445543E-7,0,null,null,null,null,null,2.7739726027397261E-2,2.6013508848720039E-3,7.6273022189553287E-6,2601.3508848720039,7.6273022189553288,0.21380135179108764]
[null,null,null,null,null,null,null,null,null,null,null,null,null,null,null,null,null,null,null,null,null,null,null,null,null,null,null,null,null,null,null,null,null,null,null,null,null,49815.26689091861,2.0074167266627967E-2,24.500000000000078,12.091752932389383,0.10824706761061798,{"$f":"IF(AN255<>\"\",Schadstoffbelastung!$K$4*Ergebnisse!AO255,\"\")","v":483.67011729557532},{"$f":"IF(AN255<>\"\",kf*Ergebnisse!AQ255*Ergebnisse!AM255,\"\")","v":9.7092748364609484E-5},2.0074167266627968E-7,2.0074167266627964E-6,6.9947595485809303E-14,-4.7362582729235758E-14,4.0611584547101196E-4,6.4101986530167637E-3,null,{"$f":"IF(AN255<>\"\",$S$37,\"\")","v":7.6929962281942451E-6},{"$f":"IF(AN256<>\"\",IF($S$39<>0,$S$39,0),\"\")","v":0},2.6237563388790235E-3,1.6425752298674638E-10,0,7.6926631799921877E-6,0,2.6236427501932398E-3,8.8370987312445543E-7,0,null,null,null,null,null,2.7853881278538814E-2,2.6012591637857873E-3,7.6270332877440525E-6,2601.2591637857872,7.6270332877440525,0.21468119274496045]
[null,null,null,null,null,null,null,null,null,null,null,null,null,null,null,null,null,null,null,null,null,null,null,null,null,null,null,null,null,null,null,null,null,null,null,null,null,50026.466531974715,1.9989418988064216E-2,24.60000000000008,12.093760349116046,0.10623965088395515,{"$f":"IF(AN256<>\"\",Schadstoffbelastung!$K$4*Ergebnisse!AO256,\"\")","v":483.75041396464184},{"$f":"IF(AN256<>\"\",kf*Ergebnisse!AQ256*Ergebnisse!AM256,\"\")","v":9.6698897103887366E-5},1.9989418988064216E-7,1.9989418988064213E-6,6.9690612281837656E-14,-4.718857548604753E-14,4.0440132260468378E-4,6.386647973733138E-3,null,7.6929962281942451E-6,0,2.6237563388790235E-3,1.6425752298674638E-10,0,7.6926631799921877E-6,0,2.6236427501932398E-3,8.8370987312445543E-7,0,null,null,null,null,null,2.7968036529680364E-2,2.6011674459335667E-3,7.6267643660150273E-6,2601.1674459335668,7.6267643660150277,0.2155610336988332]
[null,null,null,null,null,null,null,null,null,null,null,null,null,null,null,null,null,null,null,null,null,null,null,null,null,null,null,null,null,null,null,null,null,null,null,null,null,50237.698346090248,1.99053705269489E-2,24.700000000000081,12.095759291014852,0.1042407089851487,{"$f":"IF(AN257<>\"\",Schadstoffbelastung!$K$4*Ergebnisse!AO257,\"\")","v":483.83037164059408},{"$f":"IF(AN257<>\"\",kf*Ergebnisse!AQ257*Ergebnisse!AM257,\"\")","v":9.6308228196974148E-5},1.99053705269489E-7,1.9905370526948897E-6,6.9435611217280471E-14,-4.7015910379659659E-14,4.0270095758365856E-4,6.3632789434013692E-3,null,7.6929962281942451E-6,0,2.6237563388790235E-3,1.6425752298674638E-10,0,7.6926631799921877E-6,0,2.6236427501932398E-3,8.8370987312445543E-7,0,null,null,null,null,null,2.8082191780821917E-2,2.601075731315228E-3,7.6264954537679193E-6,2601.075731315228,7.6264954537679195,0.21644087465270601]
[null,null,null,null,null,null,null,null,null,null,null,null,null,null,null,null,null,null,null,null,null,null,null,null,null,null,null,null,null,null,null,null,null,null,null,null,null,50448.962198481298,1.9822013306551586E-2,24.800000000000082,12.097749828067547,0.10225017193245378,{"$f":"IF(AN258<>\"\",Schadstoffbelastung!$K$4*Ergebnisse!AO258,\"\")","v":483.90999312270191},{"$f":"IF(AN258<>\"\",kf*Ergebnisse!AQ258*Ergebnisse!AM258,\"\")","v":9.5920703228514838E-5},1.9822013306551587E-7,1.9822013306551586E-6,6.9182569073168717E-14,-4.6844571688154426E-14,4.0101457689408209E-4,6.3400894341684045E-3,null,7.6929962281942451E-6,0,2.6237563388790235E-3,1.6425752298674638E-10,0,7.6926631799921877E-6,0,2.6236427501932398E-3,8.8370987312445543E-7,0,null,null,null,null,null,2.819634703196347E-2,2.6009840199306567E-3,7.6262265510023939E-6,2600.9840199306568,7.6262265510023939,0.21732071560657878]
[null,null,null,null,null,null,null,null,null,null,null,null,null,null,null,null,null,null,null,null,null,null,null,null,null,null,null,null,null,null,null,null,null,null,null,null,null,50660.25795552841,1.973933888923057E-2,24.900000000000084,12.099732029398202,0.10026797060179859,{"$f":"IF(AN259<>\"\",Schadstoffbelastung!$K$4*Ergebnisse!AO259,\"\")","v":483.98928117592811},{"$f":"IF(AN259<>\"\",kf*Ergebnisse!AQ259*Ergebnisse!AM259,\"\")","v":9.5536284398867468E-5},1.973933888923057E-7,1.9739338889230567E-6,6.8931462994559937E-14,-4.6674543936102034E-14,3.9934200983597233E-4,6.3170773515416508E-3,null,7.6929962281942451E-6,0,2.6237563388790235E-3,1.6425752298674638E-10,0,7.6926631799921877E-6,0,2.6236427501932398E-3,8.8370987312445543E-7,0,null,null,null,null,null,2.8310502283105023E-2,2.6008923117797388E-3,7.6259576577181166E-6,2600.892311779739,7.625957657718117,0.21820055656045159]
[null,null,null,null,null,null,null,null,null,null,null,null,null,null,null,null,null,null,null,null,null,null,null,null,null,null,null,null,null,null,null,null,null,null,null,null,null,50871.585484544485,1.9657338973715074E-2,25.000000000000085,12.101705963287126,9.829403671287551E-2,{"$f":"IF(AN260<>\"\",Schadstoffbelastung!$K$4*Ergebnisse!AO260,\"\")","v":484.06823853148501},{"$f":"IF(AN260<>\"\",kf*Ergebnisse!AQ260*Ergebnisse!AM260,\"\")","v":9.515493451222565E-5},1.9657338973715073E-7,1.9657338973715071E-6,6.8682270483656439E-14,-4.6505811889900853E-14,3.9768308846823574E-4,6.2942406337582694E-3,null,7.6929962281942451E-6,0,2.6237563388790235E-3,1.6425752298674638E-10,0,7.6926631799921877E-6,0,2.6236427501932398E-3,8.8370987312445543E-7,0,null,null,null,null,null,2.8424657534246577E-2,2.600800606862361E-3,7.6256887739147536E-6,2600.8006068623613,7.6256887739147539,0.21908039751432437]
[null,null,null,null,null,null,null,null,null,null,null,null,null,null,null,null,null,null,null,null,null,null,null,null,null,null,null,null,null,null,null,null,null,null,null,null,null,51082.944653847015,1.9576005392334117E-2,25.100000000000087,12.103671697184497,9.6328302815503974E-2,{"$f":"IF(AN261<>\"\",Schadstoffbelastung!$K$4*Ergebnisse!AO261,\"\")","v":484.14686788737987},{"$f":"IF(AN261<>\"\",kf*Ergebnisse!AQ261*Ergebnisse!AM261,\"\")","v":9.477661696445022E-5},1.9576005392334117E-7,1.9576005392334114E-6,6.8434969392724241E-14,-4.6338360552982735E-14,3.9603764755260563E-4,6.2715772511362797E-3,null,7.6929962281942451E-6,0,2.6237563388790235E-3,1.6425752298674638E-10,0,7.6926631799921877E-6,0,2.6236427501932398E-3,8.8370987312445543E-7,0,null,null,null,null,null,2.8538812785388126E-2,2.6007089051784085E-3,7.6254198995919703E-6,2600.7089051784087,7.6254198995919706,0.21996023846819715]
[null,null,null,null,null,null,null,null,null,null,null,null,null,null,null,null,null,null,null,null,null,null,null,null,null,null,null,null,null,null,null,null,null,null,null,null,null,51294.335333287818,1.9495330108138809E-2,25.200000000000088,12.105629297723731,9.4370702276270535E-2,{"$f":"IF(AN262<>\"\",Schadstoffbelastung!$K$4*Ergebnisse!AO262,\"\")","v":484.22517190894922},{"$f":"IF(AN262<>\"\",kf*Ergebnisse!AQ262*Ergebnisse!AM262,\"\")","v":9.4401295730352282E-5},1.9495330108138808E-7,1.9495330108138807E-6,6.8189537916651461E-14,-4.6172175160774169E-14,3.9440552449542362E-4,6.2490852053925646E-3,null,7.6929962281942451E-6,0,2.6237563388790235E-3,1.6425752298674638E-10,0,7.6926631799921877E-6,0,2.6236427501932398E-3,8.8370987312445543E-7,0,null,null,null,null,null,2.8652968036529679E-2,2.6006172067277677E-3,7.6251510347494322E-6,2600.617206727768,7.6251510347494325,0.22084007942206993]
[null,null,null,null,null,null,null,null,null,null,null,null,null,null,null,null,null,null,null,null,null,null,null,null,null,null,null,null,null,null,null,null,null,null,null,null,null,51505.757393141183,1.9415305212717449E-2,25.30000000000009,12.107578830734544,9.2421169265456626E-2,{"$f":"IF(AN263<>\"\",Schadstoffbelastung!$K$4*Ergebnisse!AO263,\"\")","v":484.30315322938179},{"$f":"IF(AN263<>\"\",kf*Ergebnisse!AQ263*Ergebnisse!AM263,\"\")","v":9.4028935354299143E-5},1.9415305212717449E-7,1.9415305212717447E-6,6.7945954587579385E-14,-4.6007241177060899E-14,3.9278655930343766E-4,6.2267625291508649E-3,null,7.6929962281942451E-6,0,2.6237563388790235E-3,1.6425752298674638E-10,0,7.6926631799921877E-6,0,2.6236427501932398E-3,8.8370987312445543E-7,0,null,null,null,null,null,2.8767123287671233E-2,2.6005255115103248E-3,7.6248821793868055E-6,2600.525511510325,7.6248821793868062,0.22171992037594274]
[null,null,null,null,null,null,null,null,null,null,null,null,null,null,null,null,null,null,null,null,null,null,null,null,null,null,null,null,null,null,null,null,null,null,null,null,null,51717.210705288453,1.9335922923193475E-2,25.400000000000091,12.109520361255816,9.0479638744184854E-2,{"$f":"IF(AN264<>\"\",Schadstoffbelastung!$K$4*Ergebnisse!AO264,\"\")","v":484.38081445023266},{"$f":"IF(AN264<>\"\",kf*Ergebnisse!AQ264*Ergebnisse!AM264,\"\")","v":9.3659500936833808E-5},1.9335922923193479E-7,1.9335922923193479E-6,6.770419826701367E-14,-4.5843544288646309E-14,3.9118059452306802E-4,6.2046072852188112E-3,null,7.6929962281942451E-6,0,2.6237563388790235E-3,1.6425752298674638E-10,0,7.6926631799921877E-6,0,2.6236427501932398E-3,8.8370987312445543E-7,0,null,null,null,null,null,2.8881278538812786E-2,2.600433819525965E-3,7.6246133335037557E-6,2600.4338195259652,7.6246133335037563,0.22259976132981554]
[null,null,null,null,null,null,null,null,null,null,null,null,null,null,null,null,null,null,null,null,null,null,null,null,null,null,null,null,null,null,null,null,null,null,null,null,null,51928.695142230186,1.9257175580111589E-2,25.500000000000092,12.111453953548136,8.8546046451865479E-2,{"$f":"IF(AN265<>\"\",Schadstoffbelastung!$K$4*Ergebnisse!AO265,\"\")","v":484.45815814192542},{"$f":"IF(AN265<>\"\",kf*Ergebnisse!AQ265*Ergebnisse!AM265,\"\")","v":9.3292958125565243E-5},1.9257175580111587E-7,1.9257175580111584E-6,6.7464248140605144E-14,-4.5681070401817419E-14,3.8958747519764219E-4,6.1826175661096371E-3,null,7.6929962281942451E-6,0,2.6237563388790235E-3,1.6425752298674638E-10,0,7.6926631799921877E-6,0,2.6236427501932398E-3,8.8370987312445543E-7,0,null,null,null,null,null,2.8995433789954339E-2,2.600342130774575E-3,7.6243444970999481E-6,2600.3421307745753,7.6243444970999485,0.22347960228368832]
[null,null,null,null,null,null,null,null,null,null,null,null,null,null,null,null,null,null,null,null,null,null,null,null,null,null,null,null,null,null,null,null,null,null,null,null,null,52140.210577754107,1.9179055644755475E-2,25.600000000000094,12.113379671106147,8.6620328893854293E-2,{"$f":"IF(AN266<>\"\",Schadstoffbelastung!$K$4*Ergebnisse!AO266,\"\")","v":484.53518684424586},{"$f":"IF(AN266<>\"\",kf*Ergebnisse!AQ266*Ergebnisse!AM266,\"\")","v":9.292927310327783E-5},1.9179055644755477E-7,1.9179055644755478E-6,6.7226083711168985E-14,-4.5519805637618058E-14,3.8800704881313002E-4,6.160791493402421E-3,null,7.6929962281942451E-6,0,2.6237563388790235E-3,1.6425752298674638E-10,0,7.6926631799921877E-6,0,2.6236427501932398E-3,8.8370987312445543E-7,0,null,null,null,null,null,2.9109589041095889E-2,2.6002504452560405E-3,7.6240756701750491E-6,2600.2504452560406,7.6240756701750492,0.2243594432375611]
[null,null,null,null,null,null,null,null,null,null,null,null,null,null,null,null,null,null,null,null,null,null,null,null,null,null,null,null,null,null,null,null,null,null,null,null,null,52351.756886381932,1.9101555696980639E-2,25.700000000000095,12.115297576670622,8.4702423329378718E-2,{"$f":"IF(AN267<>\"\",Schadstoffbelastung!$K$4*Ergebnisse!AO267,\"\")","v":484.61190306682488},{"$f":"IF(AN267<>\"\",kf*Ergebnisse!AQ267*Ergebnisse!AM267,\"\")","v":9.2568412578507395E-5},1.9101555696980643E-7,1.910155569698064E-6,{"$f":"IF(AN267<>\"\",(AX267*$S$36)/A0*(d_50*2)*1000000,\"\")","v":6.698968479324092E-14},{"$f":"IF(AU267<>\"\",AU267*($S$41-$S$40),\"\")","v":-4.5359736328162791E-14},3.8643916525430067E-4,6.1391272172432142E-3,null,7.6929962281942451E-6,0,{"$f":"IF(AN267<>\"\",IF(AZ267<Lw,(AZ267*pb)/(Kd*pb+Theta_w),(Sättigungskonz*pb)/(Kd*pb+Theta_w)),\"\")","v":2.6237563388790235E-3},{"$f":"IF(AN267<>\"\",IF(BA267=0,n*$AO$4*((AZ267/$S$10)-BB267),0),\"\")","v":1.6425752298674638E-10},{"$f":"IF(AN267<>\"\",IF(BA267<>0,IF(AU267*(Sättigungskonz-BB267)<0,AU267*((Sättigungskonz-BB267)*(-1)),AU267*(Sättigungskonz-BB267)),0),\"\")","v":0},{"$f":"IF(AN267<>\"\",IF(Sättigungskonz>=AZ267,IF(AZ267-(BC267+BD267)*$BC$4/pb>0,AZ267-(BC267+BD267)*$BC$4/pb,0),IF(AZ267-(BC267+BD267)*$BC$4/pb>Sättigungskonz,AZ267-(BC267+BD267)*$BC$4/pb,Sättigungskonz)),\"\")","v":7.6926631799921877E-6},0,{"$f":"IF(AN267<>\"\",IF(BE267<Lw,(BE267*pb)/(Kd*pb+Theta_w),(Sättigungskonz*pb)/(Kd*pb+Theta_w)),\"\")","v":2.6236427501932398E-3},{"$f":"IF(AN267<>\"\",IF(BF266=0,n*$AO$4*(BE267-(BG267/$S$10))*(-1),0),\"\")","v":8.8370987312445543E-7},{"$f":"IF(AN267<>\"\",IF(BF267<>0,AU267*(Sättigungskonz-BG267),0),\"\")","v":0},null,null,null,null,null,2.9223744292237442E-2,2.6001587629702482E-3,7.6238068527287249E-6,2600.1587629702481,7.623806852728725,{"$f":"IF(BO267<>\"\",BO267*(0.1*Retardation),\"\")","v":0.22523928419143388}]
[null,null,null,null,null,null,null,null,null,null,null,null,null,null,null,null,null,null,null,null,null,null,null,null,null,null,null,null,null,null,null,null,null,null,null,null,null,{"$f":"IF(AN268<>\"\",IF(((AN269-AN268)/AT268)<0,((AN269-AN268)/AT268)*(-1),((AN269-AN268)/AT268)),\"\")","v":52563.333943923848},1.9024668432691967E-2,{"$f":"IF(AN267>=$AS$6+0.1,\"\",AN267+0.1)","v":25.800000000000097},12.11720773224032,8.2792267759680627E-2,{"$f":"IF(AN268<>\"\",Schadstoffbelastung!$K$4*Ergebnisse!AO268,\"\")","v":484.68830928961279},{"$f":"IF(AN268<>\"\",kf*Ergebnisse!AQ268*Ergebnisse!AM268,\"\")","v":9.2210343774369377E-5},1.9024668432691969E-7,1.9024668432691967E-6,6.6755031506520509E-14,-4.5200849012197264E-14,3.8488367675369137E-4,6.1176229157441538E-3,null,7.6929962281942451E-6,0,2.6237563388790235E-3,1.6425752298674638E-10,0,7.6926631799921877E-6,{"$f":"IF(AN268<>\"\",IF(BA268<>0,BA268-((BH268+BD268)*$BC$4),0),\"\")","v":0},2.6236427501932398E-3,8.8370987312445543E-7,0,null,null,null,null,null,2.9337899543378995E-2,2.6000670839170831E-3,7.623538044760641E-6,{"$f":"IF(BP268<>\"\",BP268/(1*10^-6),\"\")","v":2600.0670839170834},{"$f":"IF(BQ268<>\"\",BQ268/(1*10^-6),\"\")","v":7.6235380447606413},0.22611912514530669]
[null,null,null,null,null,null,null,null,null,null,null,null,null,null,null,null,null,null,null,null,null,null,null,null,null,null,null,null,null,null,null,null,null,null,null,null,null,52774.941626974622,1.8948386661765411E-2,25.900000000000098,12.11911019908359,8.0889800916411403E-2,{"$f":"IF(AN269<>\"\",Schadstoffbelastung!$K$4*Ergebnisse!AO269,\"\")","v":484.76440796334361},{"$f":"IF(AN269<>\"\",kf*Ergebnisse!AQ269*Ergebnisse!AM269,\"\")","v":9.1855034419512278E-5},1.8948386661765414E-7,1.8948386661765413E-6,6.6522104270639664E-14,-4.5043130431555889E-14,3.8334043784956181E-4,6.0962767945040427E-3,null,7.6929962281942451E-6,0,2.6237563388790235E-3,1.6425752298674638E-10,0,7.6926631799921877E-6,0,2.6236427501932398E-3,8.8370987312445543E-7,0,null,null,null,null,null,2.9452054794520548E-2,2.5999754080964321E-3,7.6232692462704627E-6,2599.9754080964321,7.6232692462704632,0.22699896609917947]
[null,null,null,null,null,null,null,null,null,null,null,null,null,null,null,null,null,null,null,null,null,null,null,null,null,null,null,null,null,null,null,null,null,null,null,null,null,52986.579813231132,1.887270330572095E-2,26.000000000000099,12.121005037749766,7.8994962250234835E-2,{"$f":"IF(AN270<>\"\",Schadstoffbelastung!$K$4*Ergebnisse!AO270,\"\")","v":484.84020150999066},{"$f":"IF(AN270<>\"\",kf*Ergebnisse!AQ270*Ergebnisse!AM270,\"\")","v":9.150245273784013E-5},1.8872703305720951E-7,1.887270330572095E-6,6.6290883799142741E-14,-4.4886567527085679E-14,3.8180930533881618E-4,6.0750870860566642E-3,null,7.6929962281942451E-6,0,2.6237563388790235E-3,1.6425752298674638E-10,0,7.6926631799921877E-6,0,2.6236427501932398E-3,8.8370987312445543E-7,0,null,null,null,null,null,2.9566210045662102E-2,2.5998837355081807E-3,7.6230004572578563E-6,2599.883735508181,7.6230004572578567,0.22787880705305227]
[null,null,null,null,null,null,null,null,null,null,null,null,null,null,null,null,null,null,null,null,null,null,null,null,null,null,null,null,null,null,null,null,null,null,null,null,null,53198.248381116013,1.8797611395697533E-2,26.100000000000101,12.122892308080338,7.7107691919662713E-2,{"$f":"IF(AN271<>\"\",Schadstoffbelastung!$K$4*Ergebnisse!AO271,\"\")","v":484.91569232321353},{"$f":"IF(AN271<>\"\",kf*Ergebnisse!AQ271*Ergebnisse!AM271,\"\")","v":9.1152567439673981E-5},1.8797611395697534E-7,1.8797611395697533E-6,6.6061351094361763E-14,-4.4731147435176157E-14,3.8029013823603474E-4,6.0540520494011315E-3,null,7.6929962281942451E-6,0,2.6237563388790235E-3,1.6425752298674638E-10,0,7.6926631799921877E-6,0,2.6236427501932398E-3,8.8370987312445543E-7,0,null,null,null,null,null,2.9680365296803651E-2,2.5997920661522149E-3,7.6227316777224872E-6,2599.7920661522148,7.6227316777224878,0.22875864800692502]
[null,null,null,null,null,null,null,null,null,null,null,null,null,null,null,null,null,null,null,null,null,null,null,null,null,null,null,null,null,null,null,null,null,null,null,null,null,53409.947210285587,1.87231040701616E-2,26.200000000000102,12.124772069219908,7.5227930780092933E-2,{"$f":"IF(AN272<>\"\",Schadstoffbelastung!$K$4*Ergebnisse!AO272,\"\")","v":484.99088276879633},{"$f":"IF(AN272<>\"\",kf*Ergebnisse!AQ272*Ergebnisse!AM272,\"\")","v":9.0805347711597181E-5},1.87231040701616E-7,1.8723104070161599E-6,6.5833487441449408E-14,-4.4576857483719046E-14,3.7878279772711546E-4,6.0331699694550602E-3,null,7.6929962281942451E-6,0,2.6237563388790235E-3,1.6425752298674638E-10,0,7.6926631799921877E-6,0,2.6236427501932398E-3,8.8370987312445543E-7,0,null,null,null,null,null,2.9794520547945205E-2,2.5997004000284205E-3,7.622462907664021E-6,2599.7004000284205,7.6224629076640209,0.22963848896079783]
[null,null,null,null,null,null,null,null,null,null,null,null,null,null,null,null,null,null,null,null,null,null,null,null,null,null,null,null,null,null,null,null,null,null,null,null,null,53621.676181229515,1.8649174572988605E-2,26.300000000000104,12.126644379626924,7.3355620373076746E-2,{"$f":"IF(AN273<>\"\",Schadstoffbelastung!$K$4*Ergebnisse!AO273,\"\")","v":485.06577518507697},{"$f":"IF(AN273<>\"\",kf*Ergebnisse!AQ273*Ergebnisse!AM273,\"\")","v":9.046076320808546E-5},1.8649174572988607E-7,1.8649174572988606E-6,6.5607274403525763E-14,-4.4423685188822018E-14,3.7728714713046181E-4,6.0124391566097899E-3,null,7.6929962281942451E-6,0,2.6237563388790235E-3,1.6425752298674638E-10,0,7.6926631799921877E-6,0,2.6236427501932398E-3,8.8370987312445543E-7,0,null,null,null,null,null,2.9908675799086758E-2,2.5996087371366844E-3,7.6221941470821246E-6,2599.6087371366843,7.6221941470821246,0.23051832991467061]
[null,null,null,null,null,null,null,null,null,null,null,null,null,null,null,null,null,null,null,null,null,null,null,null,null,null,null,null,null,null,null,null,null,null,null,null,null,53833.435175194048,1.857581625147349E-2,26.400000000000105,12.128509297084223,7.149070291577786E-2,{"$f":"IF(AN274<>\"\",Schadstoffbelastung!$K$4*Ergebnisse!AO274,\"\")","v":485.14037188336891},{"$f":"IF(AN274<>\"\",kf*Ergebnisse!AQ274*Ergebnisse!AM274,\"\")","v":9.0118784042769775E-5},1.857581625147349E-7,1.857581625147349E-6,6.5382693816582711E-14,-4.4271618251358407E-14,3.7580305185673296E-4,5.9918579462634207E-3,null,7.6929962281942451E-6,0,2.6237563388790235E-3,1.6425752298674638E-10,0,7.6926631799921877E-6,0,2.6236427501932398E-3,8.8370987312445543E-7,0,null,null,null,null,null,3.0022831050228311E-2,2.5995170774768921E-3,7.6219253959764627E-6,2599.5170774768922,7.6219253959764632,0.23139817086854342]
[null,null,null,null,null,null,null,null,null,null,null,null,null,null,null,null,null,null,null,null,null,null,null,null,null,null,null,null,null,null,null,null,null,null,null,null,null,54045.22407459934,1.8503022554216833E-2,26.500000000000107,12.130366878709371,6.9633121290630484E-2,{"$f":"IF(AN275<>\"\",Schadstoffbelastung!$K$4*Ergebnisse!AO275,\"\")","v":485.21467514837479},{"$f":"IF(AN275<>\"\",kf*Ergebnisse!AQ275*Ergebnisse!AM275,\"\")","v":8.9779380779073741E-5},1.8503022554216835E-7,1.8503022554216834E-6,6.5159727783981619E-14,-4.4120644553241491E-14,3.7433037936607905E-4,5.9714246983165655E-3,null,7.6929962281942451E-6,0,2.6237563388790235E-3,1.6425752298674638E-10,0,7.6926631799921877E-6,0,2.6236427501932398E-3,8.8370987312445543E-7,0,null,null,null,null,null,3.0136986301369864E-2,2.5994254210489295E-3,7.6216566543467023E-6,2599.4254210489298,7.6216566543467028,0.2322780118224162]
[null,null,null,null,null,null,null,null,null,null,null,null,null,null,null,null,null,null,null,null,null,null,null,null,null,null,null,null,null,null,null,null,null,null,null,null,null,54257.04276256288,1.8430787029366253E-2,26.600000000000108,12.132217180964792,6.7782819035208774E-2,{"$f":"IF(AN276<>\"\",Schadstoffbelastung!$K$4*Ergebnisse!AO276,\"\")","v":485.28868723859171},{"$f":"IF(AN276<>\"\",kf*Ergebnisse!AQ276*Ergebnisse!AM276,\"\")","v":8.9442524422552139E-5},1.8430787029366255E-7,1.8430787029366255E-6,6.4938358672014744E-14,-4.3970752154419066E-14,3.7286899913256346E-4,5.9511377967655672E-3,null,7.6929962281942451E-6,0,2.6237563388790235E-3,1.6425752298674638E-10,0,7.6926631799921877E-6,0,2.6236427501932398E-3,8.8370987312445543E-7,0,null,null,null,null,null,3.0251141552511414E-2,2.599333767852683E-3,7.6213879221925082E-6,2599.3337678526832,7.6213879221925085,0.23315785277628898]
[null,null,null,null,null,null,null,null,null,null,null,null,null,null,null,null,null,null,null,null,null,null,null,null,null,null,null,null,null,null,null,null,null,null,null,null,null,54468.891123320194,1.8359103322591348E-2,26.700000000000109,12.134060259667729,6.5939740332272123E-2,{"$f":"IF(AN277<>\"\",Schadstoffbelastung!$K$4*Ergebnisse!AO277,\"\")","v":485.36241038670914},{"$f":"IF(AN277<>\"\",kf*Ergebnisse!AQ277*Ergebnisse!AM277,\"\")","v":8.9108186411915785E-5},1.8359103322591351E-7,1.835910332259135E-6,6.4718569104626268E-14,-4.3821929289298969E-14,3.714187826031942E-4,5.9309956492187435E-3,null,7.6929962281942451E-6,0,2.6237563388790235E-3,1.6425752298674638E-10,0,7.6926631799921877E-6,0,2.6236427501932398E-3,8.8370987312445543E-7,0,null,null,null,null,null,3.0365296803652967E-2,2.5992421178880386E-3,7.6211191995135472E-6,2599.2421178880386,7.6211191995135472,0.23403769373016178]
[null,null,null,null,null,null,null,null,null,null,null,null,null,null,null,null,null,null,null,null,null,null,null,null,null,null,null,null,null,null,null,null,null,null,null,null,null,54680.769041677057,1.8287965175431704E-2,26.800000000000111,12.135896169999988,6.4103830000012962E-2,{"$f":"IF(AN278<>\"\",Schadstoffbelastung!$K$4*Ergebnisse!AO278,\"\")","v":485.43584679999952},{"$f":"IF(AN278<>\"\",kf*Ergebnisse!AQ278*Ergebnisse!AM278,\"\")","v":8.8776338611845925E-5},1.8287965175431708E-7,1.8287965175431706E-6,6.4500341959253849E-14,-4.3674164363933336E-14,3.6997960316450298E-4,5.9109966865152751E-3,null,7.6929962281942451E-6,0,2.6237563388790235E-3,1.6425752298674638E-10,0,7.6926631799921877E-6,0,2.6236427501932398E-3,8.8370987312445543E-7,0,null,null,null,null,null,3.047945205479452E-2,2.5991504711548822E-3,7.620850486309485E-6,2599.1504711548823,7.620850486309485,0.23491753468403456]
[null,null,null,null,null,null,null,null,null,null,null,null,null,null,null,null,null,null,null,null,null,null,null,null,null,null,null,null,null,null,null,null,null,null,null,null,null,54892.676403631311,1.82173664232896E-2,26.900000000000112,12.137724966517531,6.2275033482469766E-2,{"$f":"IF(AN279<>\"\",Schadstoffbelastung!$K$4*Ergebnisse!AO279,\"\")","v":485.50899866070125},{"$f":"IF(AN279<>\"\",kf*Ergebnisse!AQ279*Ergebnisse!AM279,\"\")","v":8.8446953304064147E-5},1.82173664232896E-7,1.8217366423289599E-6,6.4283660361557094E-14,-4.352744595244916E-14,3.6855133610193578E-4,5.8911393622421192E-3,null,7.6929962281942451E-6,0,2.6237563388790235E-3,1.6425752298674638E-10,0,7.6926631799921877E-6,0,2.6236427501932398E-3,8.8370987312445543E-7,0,null,null,null,null,null,3.0593607305936073E-2,2.5990588276530997E-3,7.6205817825799869E-6,2599.0588276530998,7.6205817825799871,0.23579737563790737]
[null,null,null,null,null,null,null,null,null,null,null,null,null,null,null,null,null,null,null,null,null,null,null,null,null,null,null,null,null,null,null,null,null,null,null,null,null,55104.613095905464,1.8147300993831293E-2,27.000000000000114,12.13954670315986,6.045329684014078E-2,{"$f":"IF(AN280<>\"\",Schadstoffbelastung!$K$4*Ergebnisse!AO280,\"\")","v":485.5818681263944},{"$f":"IF(AN280<>\"\",kf*Ergebnisse!AQ280*Ergebnisse!AM280,\"\")","v":8.8120003180365737E-5},1.8147300993831296E-7,1.8147300993831295E-6,6.4068507681378161E-14,-4.338176279431317E-14,3.6713385856751001E-4,5.8714221523638232E-3,null,7.6929962281942451E-6,0,2.6237563388790235E-3,1.6425752298674638E-10,0,7.6926631799921877E-6,0,2.6236427501932398E-3,8.8370987312445543E-7,0,null,null,null,null,null,3.0707762557077627E-2,2.5989671873825771E-3,7.6203130883247191E-6,2598.9671873825773,7.6203130883247194,0.23667721659178015]
[null,null,null,null,null,null,null,null,null,null,null,null,null,null,null,null,null,null,null,null,null,null,null,null,null,null,null,null,null,null,null,null,null,null,null,null,null,55316.579005903899,1.8077762905281701E-2,27.100000000000115,12.141361433259243,5.8638566740757625E-2,{"$f":"IF(AN281<>\"\",Schadstoffbelastung!$K$4*Ergebnisse!AO281,\"\")","v":485.65445733036972},{"$f":"IF(AN281<>\"\",kf*Ergebnisse!AQ281*Ergebnisse!AM281,\"\")","v":8.7795461335116737E-5},1.8077762905281704E-7,1.8077762905281704E-6,6.3854867528353666E-14,-4.3237103791360564E-14,3.6572704954531446E-4,5.851843554820383E-3,null,7.6929962281942451E-6,0,2.6237563388790235E-3,1.6425752298674638E-10,0,7.6926631799921877E-6,0,2.6236427501932398E-3,8.8370987312445543E-7,0,null,null,null,null,null,3.0821917808219176E-2,2.5988755503432012E-3,7.620044403543348E-6,2598.8755503432012,7.6200444035433481,0.23755705754565293]
[null,null,null,null,null,null,null,null,null,null,null,null,null,null,null,null,null,null,null,null,null,null,null,null,null,null,null,null,null,null,null,null,null,null,null,null,null,55528.574022223976,1.8008746264577012E-2,27.200000000000117,12.143169209549772,5.6830790450229429E-2,{"$f":"IF(AN282<>\"\",Schadstoffbelastung!$K$4*Ergebnisse!AO282,\"\")","v":485.72676838199084},{"$f":"IF(AN282<>\"\",kf*Ergebnisse!AQ282*Ergebnisse!AM282,\"\")","v":8.7473301257042418E-5},1.8008746264577014E-7,1.8008746264577013E-6,6.3642723747068458E-14,-4.3093458004513583E-14,3.64330789814135E-4,5.8324020890831337E-3,null,7.6929962281942451E-6,0,2.6237563388790235E-3,1.6425752298674638E-10,0,7.6926631799921877E-6,0,2.6236427501932398E-3,8.8370987312445543E-7,0,null,null,null,null,null,3.093607305936073E-2,2.5987839165348575E-3,7.6197757282355399E-6,2598.7839165348578,7.6197757282355401,0.23843689849952571]
[null,null,null,null,null,null,null,null,null,null,null,null,null,null,null,null,null,null,null,null,null,null,null,null,null,null,null,null,null,null,null,null,null,null,null,null,null,55740.598034092603,1.7940245265908063E-2,27.300000000000118,12.144970084176229,5.5029915823771702E-2,{"$f":"IF(AN283<>\"\",Schadstoffbelastung!$K$4*Ergebnisse!AO283,\"\")","v":485.79880336704917},{"$f":"IF(AN283<>\"\",kf*Ergebnisse!AQ283*Ergebnisse!AM283,\"\")","v":8.7153496822895077E-5},1.7940245265908066E-7,1.7940245265908065E-6,6.3432060413390222E-14,-4.2950814651299588E-14,3.6294496191798621E-4,5.8130962958188289E-3,null,7.6929962281942451E-6,0,2.6237563388790235E-3,1.6425752298674638E-10,0,7.6926631799921877E-6,0,2.6236427501932398E-3,8.8370987312445543E-7,0,null,null,null,null,null,3.1050228310502283E-2,2.5986922859574323E-3,7.61950706240096E-6,2598.6922859574324,7.6195070624009604,0.23931673945339851]
[null,null,null,null,null,null,null,null,null,null,null,null,null,null,null,null,null,null,null,null,null,null,null,null,null,null,null,null,null,null,null,null,null,null,null,null,null,55952.650931446406,1.7872254189086081E-2,27.400000000000119,12.14676410870282,5.3235891297180871E-2,{"$f":"IF(AN284<>\"\",Schadstoffbelastung!$K$4*Ergebnisse!AO284,\"\")","v":485.87056434811279},{"$f":"IF(AN284<>\"\",kf*Ergebnisse!AQ284*Ergebnisse!AM284,\"\")","v":8.6836022290241776E-5},1.7872254189086082E-7,1.7872254189086081E-6,6.3222861830238304E-14,-4.2809163102986083E-14,3.6156945013304917E-4,5.7939247365018905E-3,null,7.6929962281942451E-6,0,2.6237563388790235E-3,1.6425752298674638E-10,0,7.6926631799921877E-6,0,2.6236427501932398E-3,8.8370987312445543E-7,0,null,null,null,null,null,3.1164383561643836E-2,2.5986006586108117E-3,7.619238406039274E-6,2598.6006586108119,7.6192384060392744,0.24019658040727129]
[null,null,null,null,null,null,null,null,null,null,null,null,null,null,null,null,null,null,null,null,null,null,null,null,null,null,null,null,null,null,null,null,null,null,null,null,null,56164.732605463374,1.780476739780187E-2,27.500000000000121,12.148551334121729,5.1448665878272237E-2,{"$f":"IF(AN285<>\"\",Schadstoffbelastung!$K$4*Ergebnisse!AO285,\"\")","v":485.94205336486914},{"$f":"IF(AN285<>\"\",kf*Ergebnisse!AQ285*Ergebnisse!AM285,\"\")","v":8.65208522897172E-5},1.7804767397801874E-7,1.7804767397801874E-6,6.3015112523004306E-14,-4.2668492881479931E-14,3.6020414043245325E-4,5.7748859929947355E-3,null,7.6929962281942451E-6,0,2.6237563388790235E-3,1.6425752298674638E-10,0,7.6926631799921877E-6,0,2.6236427501932398E-3,8.8370987312445543E-7,0,null,null,null,null,null,3.1278538812785389E-2,2.5985090344948815E-3,7.6189697591501488E-6,2598.5090344948817,7.6189697591501488,0.2410764213611441]
[null,null,null,null,null,null,null,null,null,null,null,null,null,null,null,null,null,null,null,null,null,null,null,null,null,null,null,null,null,null,null,null,null,null,null,null,null,56376.842947534882,1.7737779338417883E-2,27.600000000000122,12.150331810861509,4.9668189138492025E-2,{"$f":"IF(AN286<>\"\",Schadstoffbelastung!$K$4*Ergebnisse!AO286,\"\")","v":486.01327243446036},{"$f":"IF(AN286<>\"\",kf*Ergebnisse!AQ286*Ergebnisse!AM286,\"\")","v":8.6207961819848331E-5},1.7737779338417884E-7,1.7737779338417883E-6,6.2808797236594502E-14,-4.2528793657324716E-14,3.5884892046183874E-4,5.7559786672767392E-3,null,7.6929962281942451E-6,0,2.6237563388790235E-3,1.6425752298674638E-10,0,7.6926631799921877E-6,0,2.6236427501932398E-3,8.8370987312445543E-7,0,null,null,null,null,null,3.1392694063926939E-2,2.5984174136095277E-3,7.6187011217332499E-6,2598.417413609528,7.6187011217332499,0.24195626231501685]
[null,null,null,null,null,null,null,null,null,null,null,null,null,null,null,null,null,null,null,null,null,null,null,null,null,null,null,null,null,null,null,null,null,null,null,null,null,56588.981850288888,1.7671284538138571E-2,27.700000000000124,12.152105588795351,4.7894411204650211E-2,{"$f":"IF(AN287<>\"\",Schadstoffbelastung!$K$4*Ergebnisse!AO287,\"\")","v":486.08422355181403},{"$f":"IF(AN287<>\"\",kf*Ergebnisse!AQ287*Ergebnisse!AM287,\"\")","v":8.5897326238842643E-5},1.7671284538138571E-7,1.767128453813857E-6,6.2603900930539375E-14,-4.239005524638935E-14,3.5750367950234188E-4,5.7372013809960532E-3,null,7.6929962281942451E-6,0,2.6237563388790235E-3,1.6425752298674638E-10,0,7.6926631799921877E-6,0,2.6236427501932398E-3,8.8370987312445543E-7,0,null,null,null,null,null,3.1506849315068496E-2,2.5983257959546371E-3,7.6184324937882436E-6,2598.3257959546372,7.6184324937882435,0.24283610326888969]
[null,null,null,null,null,null,null,null,null,null,null,null,null,null,null,null,null,null,null,null,null,null,null,null,null,null,null,null,null,null,null,null,null,null,null,null,null,56801.14920716123,1.760527760367811E-2,27.800000000000125,12.153872717249165,4.6127282750836329E-2,{"$f":"IF(AN288<>\"\",Schadstoffbelastung!$K$4*Ergebnisse!AO288,\"\")","v":486.15490868996659},{"$f":"IF(AN288<>\"\",kf*Ergebnisse!AQ288*Ergebnisse!AM288,\"\")","v":8.5588921258776453E-5},1.7605277603678111E-7,1.760527760367811E-6,6.2400408775616896E-14,-4.2252267607581646E-14,3.561683084436418E-4,5.7185527751601566E-3,null,7.6929962281942451E-6,0,2.6237563388790235E-3,1.6425752298674638E-10,0,7.6926631799921877E-6,0,2.6236427501932398E-3,8.8370987312445543E-7,0,null,null,null,null,null,3.1621004566210045E-2,2.5982341815300953E-3,7.6181638753147952E-6,2598.2341815300952,7.6181638753147958,0.24371594422276247]
[null,null,null,null,null,null,null,null,null,null,null,null,null,null,null,null,null,null,null,null,null,null,null,null,null,null,null,null,null,null,null,null,null,null,null,null,null,57013.344911935143,1.7539753219963677E-2,27.900000000000126,12.155633245009533,4.4366754990468493E-2,{"$f":"IF(AN289<>\"\",Schadstoffbelastung!$K$4*Ergebnisse!AO289,\"\")","v":486.2253298003813},{"$f":"IF(AN289<>\"\",kf*Ergebnisse!AQ289*Ergebnisse!AM289,\"\")","v":8.5282722939941392E-5},1.7539753219963679E-7,1.7539753219963678E-6,6.2198306150567424E-14,-4.2115420840623893E-14,3.5484269975772677E-4,5.7000315098348015E-3,null,7.6929962281942451E-6,0,2.6237563388790235E-3,1.6425752298674638E-10,0,7.6926631799921877E-6,0,2.6236427501932398E-3,8.8370987312445543E-7,0,null,null,null,null,null,3.1735159817351595E-2,2.598142570335788E-3,7.617895266312572E-6,2598.1425703357882,7.6178952663125727,0.24459578517663522]
[null,null,null,null,null,null,null,null,null,null,null,null,null,null,null,null,null,null,null,null,null,null,null,null,null,null,null,null,null,null,null,null,null,null,null,null,null,57225.568859758314,1.7474706148412372E-2,28.000000000000128,12.157387220331529,4.2612779668472101E-2,{"$f":"IF(AN290<>\"\",Schadstoffbelastung!$K$4*Ergebnisse!AO290,\"\")","v":486.29548881326116},{"$f":"IF(AN290<>\"\",kf*Ergebnisse!AQ290*Ergebnisse!AM290,\"\")","v":8.4978707683102954E-5},1.7474706148412373E-7,1.7474706148412373E-6,6.1997578637478518E-14,-4.1979505182927904E-14,3.5352674746403495E-4,5.6816362637210583E-3,null,7.6929962281942451E-6,0,2.6237563388790235E-3,1.6425752298674638E-10,0,7.6926631799921877E-6,0,2.6236427501932398E-3,8.8370987312445543E-7,0,null,null,null,null,null,3.1849315068493152E-2,2.5980509623716023E-3,7.6176266667812393E-6,2598.0509623716025,7.6176266667812396,0.24547562613050805]
[null,null,null,null,null,null,null,null,null,null,null,null,null,null,null,null,null,null,null,null,null,null,null,null,null,null,null,null,null,null,null,null,null,null,null,null,null,57437.820946078864,1.7410131225883172E-2,28.100000000000129,12.15913469094637,4.0865309053630838E-2,{"$f":"IF(AN291<>\"\",Schadstoffbelastung!$K$4*Ergebnisse!AO291,\"\")","v":486.36538763785484},{"$f":"IF(AN291<>\"\",kf*Ergebnisse!AQ291*Ergebnisse!AM291,\"\")","v":8.4676852225025901E-5},1.7410131225883172E-7,1.7410131225883172E-6,6.1798212019232687E-14,-4.1844511007866777E-14,3.522203471082519E-4,5.6633657339214298E-3,null,7.6929962281942451E-6,0,2.6237563388790235E-3,1.6425752298674638E-10,0,7.6926631799921877E-6,0,2.6236427501932398E-3,8.8370987312445543E-7,0,null,null,null,null,null,3.1963470319634701E-2,2.5979593576374235E-3,7.6173580767204626E-6,2597.9593576374236,7.6173580767204632,0.2463554670843808]
[null,null,null,null,null,null,null,null,null,null,null,null,null,null,null,null,null,null,null,null,null,null,null,null,null,null,null,null,null,null,null,null,null,null,null,null,null,57650.101067166746,1.7346023363167016E-2,28.200000000000131,{"$f":"IF(AN292=\"\",\"\",SQRT(($S$29^2)+(($S$28^2)-($S$29^2))*(LN(AN292)-LN(Brunnenradius))/(LN(ReichweiteAbsenkung)-LN(Brunnenradius))))","v":12.160875704068959},3.9124295931042496E-2,{"$f":"IF(AN292<>\"\",Schadstoffbelastung!$K$4*Ergebnisse!AO292,\"\")","v":486.43502816275833},{"$f":"IF(AN292<>\"\",kf*Ergebnisse!AQ292*Ergebnisse!AM292,\"\")","v":8.4377133631740122E-5},1.7346023363167018E-7,1.7346023363167017E-6,6.1600192275516336E-14,-4.1710428822072547E-14,{"$f":"IF(AN292<>\"\",((d_50*2)*kf*AM292)/($S$13*neff),\"\")","v":3.5092339573176349E-4},{"$f":"IF(AN292<>\"\",150*(AW292^0.87)*(0.016^0.79),\"\")","v":5.6452186355740843E-3},null,7.6929962281942451E-6,0,2.6237563388790235E-3,1.6425752298674638E-10,0,7.6926631799921877E-6,0,2.6236427501932398E-3,8.8370987312445543E-7,0,null,null,null,null,null,3.2077625570776258E-2,2.5978677561331381E-3,7.6170894961299089E-6,2597.8677561331383,7.6170894961299096,0.24723530803825364]
[null,null,null,null,null,null,null,null,null,null,null,null,null,null,null,null,null,null,null,null,null,null,null,null,null,null,null,null,null,null,null,null,null,null,null,null,null,57862.409120338903,{"$f":"IF(AN293<>\"\",(AO294-AO293)/(AN294-AN293),\"\")","v":1.7282377543601266E-2},28.300000000000132,12.162610306405275,{"$f":"IF(AN293<>\"\",$S$28-AO293,\"\")","v":3.738969359472577E-2},{"$f":"IF(AN293<>\"\",Schadstoffbelastung!$K$4*Ergebnisse!AO293,\"\")","v":486.50441225621103},{"$f":"IF(AN293<>\"\",kf*Ergebnisse!AQ293*Ergebnisse!AM293,\"\")","v":8.4079529292396742E-5},{"$f":"IF(AN293<>\"\",AR293/AQ293,\"\")","v":1.7282377543601266E-7},{"$f":"IF(AS293<>\"\",AS293/$S$30,\"\")","v":1.7282377543601266E-6},6.1403505579194338E-14,-4.1577249262981337E-14,3.4963579184362566E-4,5.6271937015206271E-3,null,7.6929962281942451E-6,0,2.6237563388790235E-3,1.6425752298674638E-10,0,7.6926631799921877E-6,0,2.6236427501932398E-3,8.8370987312445543E-7,0,null,null,null,null,null,3.2191780821917808E-2,2.597776157858632E-3,7.6168209250092437E-6,2597.7761578586319,7.616820925009244,0.24811514899212639]
[null,null,null,null,null,null,null,null,null,null,null,null,null,null,null,null,null,null,null,null,null,null,null,null,null,null,null,null,null,null,null,null,null,null,null,null,null,58074.745003450509,1.7219188821932827E-2,28.400000000000134,12.164338544159635,3.5661455840365619E-2,{"$f":"IF(AN294<>\"\",Schadstoffbelastung!$K$4*Ergebnisse!AO294,\"\")","v":486.5735417663854},{"$f":"IF(AN294<>\"\",kf*Ergebnisse!AQ294*Ergebnisse!AM294,\"\")","v":8.3784016914320093E-5},1.7219188821932828E-7,1.7219188821932826E-6,6.1208138293438175E-14,-4.1444963096888755E-14,3.4835743539756418E-4,5.6092896820429073E-3,null,7.6929962281942451E-6,0,2.6237563388790235E-3,1.6425752298674638E-10,0,7.6926631799921877E-6,0,2.6236427501932398E-3,8.8370987312445543E-7,0,null,null,null,null,null,3.2305936073059358E-2,2.5976845628137911E-3,7.6165523633581333E-6,2597.6845628137912,7.6165523633581333,0.24899498994599917]
[null,null,null,null,null,null,null,null,null,null,null,null,null,null,null,null,null,null,null,null,null,null,null,null,null,null,null,null,null,null,null,null,null,null,null,null,null,58287.108614818731,1.7156452323074702E-2,28.500000000000135,12.166060463041829,3.3939536958172312E-2,{"$f":"IF(AN295<>\"\",Schadstoffbelastung!$K$4*Ergebnisse!AO295,\"\")","v":486.64241852167316},{"$f":"IF(AN295<>\"\",kf*Ergebnisse!AQ295*Ergebnisse!AM295,\"\")","v":8.349057451752851E-5},1.7156452323074703E-7,1.7156452323074701E-6,6.1014076968510201E-14,-4.1313561216772501E-14,3.4708822776681898E-4,5.5915053445683141E-3,null,7.6929962281942451E-6,0,2.6237563388790235E-3,1.6425752298674638E-10,0,7.6926631799921877E-6,0,2.6236427501932398E-3,8.8370987312445543E-7,0,null,null,null,null,null,3.2420091324200914E-2,2.5975929709985022E-3,7.6162838111762439E-6,2597.5929709985026,7.6162838111762445,0.24987483089987197]
[null,null,null,null,null,null,null,null,null,null,null,null,null,null,null,null,null,null,null,null,null,null,null,null,null,null,null,null,null,null,null,null,null,null,null,null,null,58499.499854086149,1.7094163240613837E-2,28.600000000000136,12.167776108274136,3.2223891725864817E-2,{"$f":"IF(AN296<>\"\",Schadstoffbelastung!$K$4*Ergebnisse!AO296,\"\")","v":486.71104433096548},{"$f":"IF(AN296<>\"\",kf*Ergebnisse!AQ296*Ergebnisse!AM296,\"\")","v":8.3199180428031633E-5},1.7094163240613841E-7,1.7094163240613841E-6,6.082130833776317E-14,-4.1183034639583586E-14,3.4582807171395689E-4,5.5738394733031724E-3,null,7.6929962281942451E-6,0,2.6237563388790235E-3,1.6425752298674638E-10,0,7.6926631799921877E-6,0,2.6236427501932398E-3,8.8370987312445543E-7,0,null,null,null,null,null,3.2534246575342464E-2,2.5975013824126509E-3,7.6160152684632418E-6,2597.5013824126509,7.6160152684632418,0.25075467185374473]
[null,null,null,null,null,null,null,null,null,null,null,null,null,null,null,null,null,null,null,null,null,null,null,null,null,null,null,null,null,null,null,null,null,null,null,null,null,58711.918621130142,1.7032316835922968E-2,28.700000000000138,12.169485524598198,3.0514475401803409E-2,{"$f":"IF(AN297<>\"\",Schadstoffbelastung!$K$4*Ergebnisse!AO297,\"\")","v":486.77942098392793},{"$f":"IF(AN297<>\"\",kf*Ergebnisse!AQ297*Ergebnisse!AM297,\"\")","v":8.2909813274053911E-5},1.703231683592297E-7,1.703231683592297E-6,6.0629819315493538E-14,-4.1053374504792735E-14,3.4457687137290317E-4,5.5562908690360065E-3,null,7.6929962281942451E-6,0,2.6237563388790235E-3,1.6425752298674638E-10,0,7.6926631799921877E-6,0,2.6236427501932398E-3,8.8370987312445543E-7,0,null,null,null,null,null,3.2648401826484021E-2,2.5974097970561235E-3,7.6157467352187933E-6,2597.4097970561238,7.615746735218794,0.25163451280761756]
[null,null,null,null,null,null,null,null,null,null,null,null,null,null,null,null,null,null,null,null,null,null,null,null,null,null,null,null,null,null,null,null,null,null,null,null,null,58924.364816616086,1.6970908436810574E-2,28.800000000000139,12.17118875628179,2.8811243718211088E-2,{"$f":"IF(AN298<>\"\",Schadstoffbelastung!$K$4*Ergebnisse!AO298,\"\")","v":486.84755025127163},{"$f":"IF(AN298<>\"\",kf*Ergebnisse!AQ298*Ergebnisse!AM298,\"\")","v":8.2622451979998671E-5},1.6970908436810576E-7,1.6970908436810576E-6,6.0439596993352776E-14,-4.0924572071960474E-14,3.4333453222162933E-4,5.5388583488086614E-3,null,7.6929962281942451E-6,0,2.6237563388790235E-3,1.6425752298674638E-10,0,7.6926631799921877E-6,0,2.6236427501932398E-3,8.8370987312445543E-7,0,null,null,null,null,null,3.276255707762557E-2,2.5973182149288065E-3,7.6154782114425637E-6,2597.3182149288064,7.6154782114425643,0.25251435376149034]
[null,null,null,null,null,null,null,null,null,null,null,null,null,null,null,null,null,null,null,null,null,null,null,null,null,null,null,null,null,null,null,null,null,null,null,null,null,59136.838342103125,1.690993343633072E-2,28.900000000000141,12.172885847125471,2.7114152874530006E-2,{"$f":"IF(AN299<>\"\",Schadstoffbelastung!$K$4*Ergebnisse!AO299,\"\")","v":486.91543388501884},{"$f":"IF(AN299<>\"\",kf*Ergebnisse!AQ299*Ergebnisse!AM299,\"\")","v":8.2337075761177613E-5},1.6909933436330722E-7,1.6909933436330721E-6,6.0250628637237935E-14,-4.0796618718631658E-14,3.4210096105807537E-4,5.5215407456313537E-3,null,7.6929962281942451E-6,0,2.6237563388790235E-3,1.6425752298674638E-10,0,7.6926631799921877E-6,0,2.6236427501932398E-3,8.8370987312445543E-7,0,null,null,null,null,null,3.287671232876712E-2,2.5972266360305852E-3,7.6152096971342194E-6,2597.2266360305853,7.6152096971342198,0.25339419471536312]
[null,null,null,null,null,null,null,null,null,null,null,null,null,null,null,null,null,null,null,null,null,null,null,null,null,null,null,null,null,null,null,null,null,null,null,null,null,59349.339099676472,1.6849387291752765E-2,29.000000000000142,12.174576840469104,2.542315953089691E-2,{"$f":"IF(AN300<>\"\",Schadstoffbelastung!$K$4*Ergebnisse!AO300,\"\")","v":486.98307361876414},{"$f":"IF(AN300<>\"\",kf*Ergebnisse!AQ300*Ergebnisse!AM300,\"\")","v":8.2053664119307055E-5},1.6849387291752765E-7,1.6849387291752765E-6,6.0062901684665481E-14,-4.0669505938557264E-14,3.4087606597930594E-4,5.5043369082419906E-3,null,7.6929962281942451E-6,0,2.6237563388790235E-3,1.6425752298674638E-10,0,7.6926631799921877E-6,0,2.6236427501932398E-3,8.8370987312445543E-7,0,null,null,null,null,null,3.2990867579908677E-2,2.5971350603613465E-3,7.6149411922934275E-6,2597.1350603613469,7.6149411922934283,0.2542740356692359]
[null,null,null,null,null,null,null,null,null,null,null,null,null,null,null,null,null,null,null,null,null,null,null,null,null,null,null,null,null,null,null,null,null,null,null,null,null,59561.866992088777,1.6789265523406743E-2,29.100000000000144,12.176261779198279,2.373822080172161E-2,{"$f":"IF(AN301<>\"\",Schadstoffbelastung!$K$4*Ergebnisse!AO301,\"\")","v":487.05047116793116},{"$f":"IF(AN301<>\"\",kf*Ergebnisse!AQ301*Ergebnisse!AM301,\"\")","v":8.1772196837387578E-5},1.6789265523406744E-7,1.6789265523406744E-6,5.9876403741746084E-14,-4.0543225339645978E-14,3.396597563581518E-4,5.4872457008289357E-3,null,7.6929962281942451E-6,0,2.6237563388790235E-3,1.6425752298674638E-10,0,7.6926631799921877E-6,0,2.6236427501932398E-3,8.8370987312445543E-7,0,null,null,null,null,null,3.3105022831050226E-2,2.5970434879209765E-3,7.6146726969198534E-6,2597.0434879209765,7.6146726969198539,0.25515387662310868]
[null,null,null,null,null,null,null,null,null,null,null,null,null,null,null,null,null,null,null,null,null,null,null,null,null,null,null,null,null,null,null,null,null,null,null,null,null,59774.421923053756,1.6729563713510958E-2,29.200000000000145,12.17794070575062,2.2059294249380912E-2,{"$f":"IF(AN302<>\"\",Schadstoffbelastung!$K$4*Ergebnisse!AO302,\"\")","v":487.11762823002482},{"$f":"IF(AN302<>\"\",kf*Ergebnisse!AQ302*Ergebnisse!AM302,\"\")","v":8.1492653974485457E-5},1.6729563713510961E-7,1.6729563713510961E-6,5.9691122580091475E-14,-4.0417768641869775E-14,3.3845194281949097E-4,5.4702660027475536E-3,null,7.6929962281942451E-6,0,2.6237563388790235E-3,1.6425752298674638E-10,0,7.6926631799921877E-6,0,2.6236427501932398E-3,8.8370987312445543E-7,0,null,null,null,null,null,3.3219178082191783E-2,2.5969519187093609E-3,7.6144042110131633E-6,2596.9519187093611,7.6144042110131638,0.25603371757698151]
[null,null,null,null,null,null,null,null,null,null,null,null,null,null,null,null,null,null,null,null,null,null,null,null,null,null,null,null,null,null,null,null,null,null,null,null,null,59987.003796482866,1.6670277505319339E-2,29.300000000000146,12.179613662121971,2.0386337878029792E-2,{"$f":"IF(AN303<>\"\",Schadstoffbelastung!$K$4*Ergebnisse!AO303,\"\")","v":487.18454648487887},{"$f":"IF(AN303<>\"\",kf*Ergebnisse!AQ303*Ergebnisse!AM303,\"\")","v":8.1215015862060811E-5},1.6670277505319342E-7,1.6670277505319341E-6,5.9507046134700908E-14,-4.029312767583281E-14,3.3725253722299901E-4,5.4533967083265009E-3,null,7.6929962281942451E-6,0,2.6237563388790235E-3,1.6425752298674638E-10,0,7.6926631799921877E-6,0,2.6236427501932398E-3,8.8370987312445543E-7,0,null,null,null,null,null,3.3333333333333333E-2,2.5968603527263857E-3,7.6141357345730236E-6,2596.8603527263858,7.6141357345730238,0.25691355853085429]
[null,null,null,null,null,null,null,null,null,null,null,null,null,null,null,null,null,null,null,null,null,null,null,null,null,null,null,null,null,null,null,null,null,null,null,null,null,60199.612517378206,1.6611402601824685E-2,29.400000000000148,12.181280689872503,1.8719310127497835E-2,{"$f":"IF(AN304<>\"\",Schadstoffbelastung!$K$4*Ergebnisse!AO304,\"\")","v":487.25122759490012},{"$f":"IF(AN304<>\"\",kf*Ergebnisse!AQ304*Ergebnisse!AM304,\"\")","v":8.0939263098121962E-5},1.6611402601824685E-7,1.6611402601824685E-6,5.9324162500457146E-14,-4.016929438039879E-14,3.3606145263691479E-4,5.4366367265466266E-3,null,7.6929962281942451E-6,0,2.6237563388790235E-3,1.6425752298674638E-10,0,7.6926631799921877E-6,0,2.6236427501932398E-3,8.8370987312445543E-7,0,null,null,null,null,null,3.3447488584474883E-2,2.5967687899719379E-3,7.6138672675991005E-6,2596.7687899719381,7.613867267599101,0.25779339948472707]
[null,null,null,null,null,null,null,null,null,null,null,null,null,null,null,null,null,null,null,null,null,null,null,null,null,null,null,null,null,null,null,null,null,null,null,null,null,60412.247991221455,1.6552934764906033E-2,29.500000000000149,12.182941830132686,1.7058169867315343E-2,{"$f":"IF(AN305<>\"\",Schadstoffbelastung!$K$4*Ergebnisse!AO305,\"\")","v":487.31767320530741},{"$f":"IF(AN305<>\"\",kf*Ergebnisse!AQ305*Ergebnisse!AM305,\"\")","v":8.0665376543532507E-5},1.6552934764906034E-7,1.6552934764906033E-6,5.9142459929989188E-14,-4.0046260801243814E-14,3.3487860332079132E-4,5.4199849808450945E-3,null,7.6929962281942451E-6,0,2.6237563388790235E-3,1.6425752298674638E-10,0,7.6926631799921877E-6,0,2.6236427501932398E-3,8.8370987312445543E-7,0,null,null,null,null,null,3.3561643835616439E-2,2.5966772304459032E-3,7.6135988100910594E-6,2596.6772304459032,7.6135988100910597,0.25867324043859985]
[null,null,null,null,null,null,null,null,null,null,null,null,null,null,null,null,null,null,null,null,null,null,null,null,null,null,null,null,null,null,null,null,null,null,null,null,null,60624.91012400113,1.6494869814316124E-2,29.600000000000151,12.184597123609176,1.5402876390824716E-2,{"$f":"IF(AN306<>\"\",Schadstoffbelastung!$K$4*Ergebnisse!AO306,\"\")","v":487.38388494436708},{"$f":"IF(AN306<>\"\",kf*Ergebnisse!AQ306*Ergebnisse!AM306,\"\")","v":8.0393337317529636E-5},1.6494869814316124E-7,1.6494869814316124E-6,5.8961926831027214E-14,-3.9924019089065354E-14,3.3370390470501086E-4,5.4034404088729848E-3,null,7.6929962281942451E-6,0,2.6237563388790235E-3,1.6425752298674638E-10,0,7.6926631799921877E-6,0,2.6236427501932398E-3,8.8370987312445543E-7,0,null,null,null,null,null,3.3675799086757989E-2,2.5965856741481672E-3,7.6133303620485674E-6,2596.5856741481675,7.6133303620485675,0.25955308139247263]
[null,null,null,null,null,null,null,null,null,null,null,null,null,null,null,null,null,null,null,null,null,null,null,null,null,null,null,null,null,null,null,null,null,null,null,null,null,60837.598822777138,1.6437203626544539E-2,29.700000000000152,12.186246610590608,1.375338940939308E-2,{"$f":"IF(AN307<>\"\",Schadstoffbelastung!$K$4*Ergebnisse!AO307,\"\")","v":487.44986442362432},{"$f":"IF(AN307<>\"\",kf*Ergebnisse!AQ307*Ergebnisse!AM307,\"\")","v":8.0123126792626425E-5},1.6437203626544542E-7,1.6437203626544541E-6,5.8782551763358955E-14,-3.9802561497521356E-14,3.3253727336778576E-4,5.3870019622163706E-3,null,7.6929962281942451E-6,0,2.6237563388790235E-3,1.6425752298674638E-10,0,7.6926631799921877E-6,0,2.6236427501932398E-3,8.8370987312445543E-7,0,null,null,null,null,null,3.3789954337899546E-2,2.5964941210786172E-3,7.6130619234712909E-6,2596.4941210786174,7.6130619234712915,0.26043292234634546]
[null,null,null,null,null,null,null,null,null,null,null,null,null,null,null,null,null,null,null,null,null,null,null,null,null,null,null,null,null,null,null,null,null,null,null,null,null,61050.313994820928,1.6379932134089382E-2,29.800000000000153,12.187890330953262,1.2109669046738603E-2,{"$f":"IF(AN308<>\"\",Schadstoffbelastung!$K$4*Ergebnisse!AO308,\"\")","v":487.51561323813053},{"$f":"IF(AN308<>\"\",kf*Ergebnisse!AQ308*Ergebnisse!AM308,\"\")","v":7.9854726591495464E-5},1.6379932134089386E-7,1.6379932134089385E-6,5.8604323437045573E-14,-3.9681880382022204E-14,3.3137862702042366E-4,5.3706686062328151E-3,null,7.6929962281942451E-6,0,2.6237563388790235E-3,1.6425752298674638E-10,0,7.6926631799921877E-6,0,2.6236427501932398E-3,8.8370987312445543E-7,0,null,null,null,null,null,3.3904109589041095E-2,2.5964025712371386E-3,7.612793494358896E-6,2596.4025712371385,7.612793494358896,0.26131276330021824]
[null,null,null,null,null,null,null,null,null,null,null,null,null,null,null,null,null,null,null,null,null,null,null,null,null,null,null,null,null,null,null,null,null,null,null,null,null,61263.055548125725,1.6323051324373717E-2,29.900000000000155,12.189528324166671,1.0471675833329641E-2,{"$f":"IF(AN309<>\"\",Schadstoffbelastung!$K$4*Ergebnisse!AO309,\"\")","v":487.58113296666687},{"$f":"IF(AN309<>\"\",kf*Ergebnisse!AQ309*Ergebnisse!AM309,\"\")","v":7.9588118582111887E-5},1.6323051324373717E-7,1.6323051324373716E-6,5.8427230709522391E-14,-3.9561968197767577E-14,3.3022788448540679E-4,5.3544393197856718E-3,null,7.6929962281942451E-6,0,2.6237563388790235E-3,1.6425752298674638E-10,0,7.6926631799921877E-6,0,2.6236427501932398E-3,8.8370987312445543E-7,0,null,null,null,null,null,3.4018264840182645E-2,2.5963110246236178E-3,7.6125250747110491E-6,2596.3110246236179,7.6125250747110496,0.26219260425409097]
[null,null,null,null,null,null,null,null,null,null,null,null,null,null,null,null,null,null,null,null,null,null,null,null,null,null,null,null,null,null,null,null,null,null,null,null,null,61475.823391607701,1.6266557238768565E-2,30.000000000000156,12.191160629299109,8.8393707008922462E-3,{"$f":"IF(AN310<>\"\",Schadstoffbelastung!$K$4*Ergebnisse!AO310,\"\")","v":487.64642517196432},{"$f":"IF(AN310<>\"\",kf*Ergebnisse!AQ310*Ergebnisse!AM310,\"\")","v":7.9323284873406304E-5},1.6266557238768567E-7,1.6266557238768566E-6,5.825126258301976E-14,-3.9442817498000056E-14,3.2908496567662557E-4,5.3383130950077247E-3,null,7.6929962281942451E-6,0,2.6237563388790235E-3,1.6425752298674638E-10,0,7.6926631799921877E-6,0,2.6236427501932398E-3,8.8370987312445543E-7,0,null,null,null,null,null,3.4132420091324202E-2,2.5962194812379413E-3,7.6122566645274164E-6,2596.2194812379416,7.6122566645274166,0.2630724452079638]
[null,null,null,null,null,null,null,null,null,null,null,null,null,null,null,null,null,null,null,null,null,null,null,null,null,null,null,null,null,null,null,null,null,null,null,null,null,61688.617434304804,1.6210445971900127E-2,30.100000000000158,12.192787285022986,7.2127149770153665E-3,{"$f":"IF(AN311<>\"\",Schadstoffbelastung!$K$4*Ergebnisse!AO311,\"\")","v":487.71149140091944},{"$f":"IF(AN311<>\"\",kf*Ergebnisse!AQ311*Ergebnisse!AM311,\"\")","v":7.9060207812294383E-5},1.6210445971900127E-7,1.6210445971900127E-6,5.80764082028581E-14,-3.9324420932850711E-14,3.2794979158536417E-4,5.3222889371449464E-3,null,7.6929962281942451E-6,0,2.6237563388790235E-3,1.6425752298674638E-10,0,7.6926631799921877E-6,0,2.6236427501932398E-3,8.8370987312445543E-7,0,null,null,null,null,null,3.4246575342465752E-2,2.5961279410799949E-3,7.6119882638076633E-6,2596.1279410799948,7.6119882638076639,0.26395228616183658]
[null,null,null,null,null,null,null,null,null,null,null,null,null,null,null,null,null,null,null,null,null,null,null,null,null,null,null,null,null,null,null,null,null,null,null,null,null,61901.437586381202,1.615471367049514E-2,30.200000000000159,12.194408329620176,5.5916703798253309E-3,{"$f":"IF(AN312<>\"\",Schadstoffbelastung!$K$4*Ergebnisse!AO312,\"\")","v":487.77633318480702},{"$f":"IF(AN312<>\"\",kf*Ergebnisse!AQ312*Ergebnisse!AM312,\"\")","v":7.8798869978445959E-5},1.6154713670495143E-7,1.6154713670495142E-6,5.7902656854295705E-14,-3.9206771247204659E-14,3.2682228425694014E-4,5.3063658642676171E-3,null,7.6929962281942451E-6,0,2.6237563388790235E-3,1.6425752298674638E-10,0,7.6926631799921877E-6,0,2.6236427501932398E-3,8.8370987312445543E-7,0,null,null,null,null,null,3.4360730593607308E-2,2.5960364041496646E-3,7.611719872551457E-6,2596.0364041496646,7.6117198725514577,0.26483212711570941]
[null,null,null,null,null,null,null,null,null,null,null,null,null,null,null,null,null,null,null,null,null,null,null,null,null,null,null,null,null,null,null,null,null,null,null,null,null,62114.283758323414,1.6099356532723645E-2,30.300000000000161,12.196023800987225,3.976199012775794E-3,{"$f":"IF(AN313<>\"\",Schadstoffbelastung!$K$4*Ergebnisse!AO313,\"\")","v":487.84095203948903},{"$f":"IF(AN313<>\"\",kf*Ergebnisse!AQ313*Ergebnisse!AM313,\"\")","v":7.85392541814707E-5},1.6099356532723644E-7,1.6099356532723644E-6,5.7729997960914893E-14,-3.9089861279608328E-14,3.2570236677740915E-4,5.2905429071224272E-3,null,7.6929962281942451E-6,0,2.6237563388790235E-3,1.6425752298674638E-10,0,7.6926631799921877E-6,0,2.6236427501932398E-3,8.8370987312445543E-7,0,null,null,null,null,null,3.4474885844748858E-2,2.5959448704468368E-3,7.6114514907584637E-6,2595.9448704468368,7.6114514907584638,0.26571196806958219]
[null,null,null,null,null,null,null,null,null,null,null,null,null,null,null,null,null,null,null,null,null,null,null,null,null,null,null,null,null,null,null,null,null,null,null,null,null,62327.155861067047,1.6044370807310797E-2,30.400000000000162,12.197633736640498,2.3662633595034066E-3,{"$f":"IF(AN314<>\"\",Schadstoffbelastung!$K$4*Ergebnisse!AO314,\"\")","v":487.90534946561991},{"$f":"IF(AN314<>\"\",kf*Ergebnisse!AQ314*Ergebnisse!AM314,\"\")","v":7.8281343456969643E-5},1.6044370807310797E-7,1.6044370807310797E-6,5.7558421082280373E-14,-3.8973683960683901E-14,3.2458996325559537E-4,5.2748191089178852E-3,null,7.6929962281942451E-6,0,2.6237563388790235E-3,1.6425752298674638E-10,0,7.6926631799921877E-6,0,2.6236427501932398E-3,8.8370987312445543E-7,0,null,null,null,null,null,3.4589041095890408E-2,2.5958533399713982E-3,7.6111831184283497E-6,2595.8533399713983,7.6111831184283503,0.26659180902345492]
[null,null,null,null,null,null,null,null,null,null,null,null,null,null,null,null,null,null,null,null,null,null,null,null,null,null,null,null,null,null,null,null,null,null,null,null,null,62540.053806612385,1.5989752792542108E-2,30.500000000000163,12.199238173721229,7.6182627877230402E-4,{"$f":"IF(AN315<>\"\",Schadstoffbelastung!$K$4*Ergebnisse!AO315,\"\")","v":487.96952694884914},{"$f":"IF(AN315<>\"\",kf*Ergebnisse!AQ315*Ergebnisse!AM315,\"\")","v":7.8025121062058137E-5},1.5989752792542111E-7,1.598975279254211E-6,5.7387915911254037E-14,-3.8858232311311114E-14,3.2348499880296728E-4,5.2591935250782349E-3,null,7.6929962281942451E-6,0,2.6237563388790235E-3,1.6425752298674638E-10,0,7.6926631799921877E-6,0,2.6236427501932398E-3,8.8370987312445543E-7,0,null,null,null,null,null,3.4703196347031964E-2,2.5957618127232344E-3,7.6109147555607821E-6,2595.7618127232345,7.6109147555607821,0.26747164997732775]
[null,null,null,null,null,null,null,null,null,null,null,null,null,null,null,null,null,null,null,null,null,null,null,null,null,null,null,null,null,null,null,null,null,null,null,null,null,62752.97750705151,1.5935498835695002E-2,30.600000000000165,12.200837149000483,-8.3714900048192931E-4,{"$f":"IF(AN316<>\"\",Schadstoffbelastung!$K$4*Ergebnisse!AO316,\"\")","v":488.03348596001933},{"$f":"IF(AN316<>\"\",kf*Ergebnisse!AQ316*Ergebnisse!AM316,\"\")","v":7.7770570472960628E-5},1.5935498835695006E-7,1.5935498835695006E-6,5.7218472272631647E-14,-3.8743499441704124E-14,3.2238739952213737E-4,5.2436652231185217E-3,null,7.6929962281942451E-6,0,2.6237563388790235E-3,1.6425752298674638E-10,0,7.6926631799921877E-6,0,2.6236427501932398E-3,8.8370987312445543E-7,0,null,null,null,null,null,3.4817351598173514E-2,2.5956702887022318E-3,7.6106464021554263E-6,2595.670288702232,7.6106464021554263,0.26835149093120053]
[null,null,null,null,null,null,null,null,null,null,null,null,null,null,null,null,null,null,null,null,null,null,null,null,null,null,null,null,null,null,null,null,null,null,null,null,null,62965.926875380013,1.5881605332026313E-2,30.700000000000166,12.202430698884053,-2.4306988840514521E-3,{"$f":"IF(AN317<>\"\",Schadstoffbelastung!$K$4*Ergebnisse!AO317,\"\")","v":488.09722795536209},{"$f":"IF(AN317<>\"\",kf*Ergebnisse!AQ317*Ergebnisse!AM317,\"\")","v":7.7517675380431428E-5},1.5881605332026315E-7,1.5881605332026314E-6,5.7050080120384433E-14,-3.8629478549543782E-14,3.2129709248637848E-4,5.2282332823918014E-3,null,7.6929962281942451E-6,0,2.6237563388790235E-3,1.6425752298674638E-10,0,7.6926631799921877E-6,0,2.6236427501932398E-3,8.8370987312445543E-7,0,null,null,null,null,null,3.4931506849315071E-2,2.5955787679082763E-3,7.6103780582119486E-6,2595.5787679082764,7.6103780582119489,0.26923133188507337]
[null,null,null,null,null,null,null,null,null,null,null,null,null,null,null,null,null,null,null,null,null,null,null,null,null,null,null,null,null,null,null,null,null,null,null,null,null,63178.901825199981,1.5828068724061724E-2,30.800000000000168,12.204018859417255,-4.0188594172541059E-3,{"$f":"IF(AN318<>\"\",Schadstoffbelastung!$K$4*Ergebnisse!AO318,\"\")","v":488.16075437669019},{"$f":"IF(AN318<>\"\",kf*Ergebnisse!AQ318*Ergebnisse!AM318,\"\")","v":7.7266419686640694E-5},1.5828068724061727E-7,1.5828068724061727E-6,5.6882729535834238E-14,-3.8516162918741968E-14,3.2021400572524876E-4,5.2128967939219029E-3,null,7.6929962281942451E-6,0,2.6237563388790235E-3,1.6425752298674638E-10,0,7.6926631799921877E-6,0,2.6236427501932398E-3,8.8370987312445543E-7,0,null,null,null,null,null,3.504566210045662E-2,2.5954872503412552E-3,7.6101097237300162E-6,2595.4872503412553,7.6101097237300168,0.27011117283894609]
[null,null,null,null,null,null,null,null,null,null,null,null,null,null,null,null,null,null,null,null,null,null,null,null,null,null,null,null,null,null,null,null,null,null,null,null,null,63391.902270258586,1.5774885500938526E-2,30.900000000000169,12.205601666289661,-5.6016662896603009E-3,{"$f":"IF(AN319<>\"\",Schadstoffbelastung!$K$4*Ergebnisse!AO319,\"\")","v":488.22406665158644},{"$f":"IF(AN319<>\"\",kf*Ergebnisse!AQ319*Ergebnisse!AM319,\"\")","v":7.7016787502313559E-5},1.5774885500938528E-7,1.5774885500938526E-6,5.6716410725986968E-14,-3.8403545918313167E-14,3.191380682112948E-4,5.1976548602507069E-3,null,{"$f":"IF(AN319<>\"\",$S$37,\"\")","v":7.6929962281942451E-6},{"$f":"IF(AN320<>\"\",IF($S$39<>0,$S$39,0),\"\")","v":0},2.6237563388790235E-3,1.6425752298674638E-10,0,7.6926631799921877E-6,0,2.6236427501932398E-3,8.8370987312445543E-7,0,null,null,null,null,null,3.515981735159817E-2,2.595395736001053E-3,7.6098413987092944E-6,2595.3957360010531,7.6098413987092943,0.27099101379281887]
[null,null,null,null,null,null,null,null,null,null,null,null,null,null,null,null,null,null,null,null,null,null,null,null,null,null,null,null,null,null,null,null,null,null,null,null,null,63604.928125466125,1.5722052197393088E-2,31.000000000000171,12.207179154839755,-7.179154839754176E-3,{"$f":"IF(AN320<>\"\",Schadstoffbelastung!$K$4*Ergebnisse!AO320,\"\")","v":488.28716619359022},{"$f":"IF(AN320<>\"\",kf*Ergebnisse!AQ320*Ergebnisse!AM320,\"\")","v":7.67687631421278E-5},1.5722052197393091E-7,1.5722052197393089E-6,5.6551114020747374E-14,-3.8291621000488524E-14,3.180692098395679E-4,5.1825065951828985E-3,null,7.6929962281942451E-6,0,2.6237563388790235E-3,1.6425752298674638E-10,0,7.6926631799921877E-6,0,2.6236427501932398E-3,8.8370987312445543E-7,0,null,null,null,null,null,3.5273972602739727E-2,2.5953042248875575E-3,7.6095730831494503E-6,2595.3042248875577,7.609573083149451,0.2718708547466917]
[null,null,null,null,null,null,null,null,null,null,null,null,null,null,null,null,null,null,null,null,null,null,null,null,null,null,null,null,null,null,null,null,null,null,null,null,null,63817.979305917819,1.5669565393263474E-2,31.100000000000172,12.208751360059495,-8.751360059493507E-3,{"$f":"IF(AN321<>\"\",Schadstoffbelastung!$K$4*Ergebnisse!AO321,\"\")","v":488.35005440237978},{"$f":"IF(AN321<>\"\",kf*Ergebnisse!AQ321*Ergebnisse!AM321,\"\")","v":7.6522331122618647E-5},1.5669565393263473E-7,1.5669565393263472E-6,5.6386829871735738E-14,-3.818038169991465E-14,3.1700736141756104E-4,5.1674511236775179E-3,null,7.6929962281942451E-6,0,2.6237563388790235E-3,1.6425752298674638E-10,0,7.6926631799921877E-6,0,2.6236427501932398E-3,8.8370987312445543E-7,0,null,null,null,null,null,3.5388127853881277E-2,2.5952127170006537E-3,7.6093047770501503E-6,2595.2127170006538,7.6093047770501503,0.27275069570056448]
[null,null,null,null,null,null,null,null,null,null,null,null,null,null,null,null,null,null,null,null,null,null,null,null,null,null,null,null,null,null,null,null,null,null,null,null,null,64031.055727099723,1.5617421712707857E-2,31.200000000000173,12.210318316598821,-1.0318316598819877E-2,{"$f":"IF(AN322<>\"\",Schadstoffbelastung!$K$4*Ergebnisse!AO322,\"\")","v":488.41273266395285},{"$f":"IF(AN322<>\"\",kf*Ergebnisse!AQ322*Ergebnisse!AM322,\"\")","v":7.6277476158689966E-5},1.5617421712707861E-7,1.5617421712707861E-6,5.622354885020835E-14,-3.8069821632245506E-14,3.1595245464939743E-4,5.1524875816574018E-3,null,7.6929962281942451E-6,0,2.6237563388790235E-3,1.6425752298674638E-10,0,7.6926631799921877E-6,0,2.6236427501932398E-3,8.8370987312445543E-7,0,null,null,null,null,null,3.5502283105022833E-2,2.5951212123402289E-3,7.6090364804110605E-6,2595.1212123402288,7.6090364804110608,0.27363053665443726]
[null,null,null,null,null,null,null,null,null,null,null,null,null,null,null,null,null,null,null,null,null,null,null,null,null,null,null,null,null,null,null,null,null,null,null,null,null,64244.157305748464,1.5565617823280808E-2,31.300000000000175,12.211880058770092,-1.1880058770090685E-2,{"$f":"IF(AN323<>\"\",Schadstoffbelastung!$K$4*Ergebnisse!AO323,\"\")","v":488.47520235080367},{"$f":"IF(AN323<>\"\",kf*Ergebnisse!AQ323*Ergebnisse!AM323,\"\")","v":7.6034183159423688E-5},1.5565617823280808E-7,1.5565617823280808E-6,5.6061261644524341E-14,-3.7959934492427174E-14,3.1490442211714253E-4,5.1376151157770189E-3,null,7.6929962281942451E-6,0,2.6237563388790235E-3,1.6425752298674638E-10,0,7.6926631799921877E-6,0,2.6236427501932398E-3,8.8370987312445543E-7,0,null,null,null,null,null,3.5616438356164383E-2,2.595029710906169E-3,7.6087681932318482E-6,2595.0297109061689,7.6087681932318487,0.27451037760831004]
[null,null,null,null,null,null,null,null,null,null,null,null,null,null,null,null,null,null,null,null,null,null,null,null,null,null,null,null,null,null,null,null,null,null,null,null,null,64457.283958292763,1.5514150435613551E-2,31.400000000000176,12.21343662055242,-1.3436620552418788E-2,{"$f":"IF(AN324<>\"\",Schadstoffbelastung!$K$4*Ergebnisse!AO324,\"\")","v":488.53746482209681},{"$f":"IF(AN324<>\"\",kf*Ergebnisse!AQ324*Ergebnisse!AM324,\"\")","v":7.5792437226832737E-5},1.5514150435613553E-7,1.5514150435613553E-6,5.5899959059496276E-14,-3.7850714054258126E-14,3.138631972743357E-4,5.1228328833629712E-3,null,7.6929962281942451E-6,0,2.6237563388790235E-3,1.6425752298674638E-10,0,7.6926631799921877E-6,0,2.6236427501932398E-3,8.8370987312445543E-7,0,null,null,null,null,null,3.5730593607305933E-2,2.59493821269836E-3,7.6084999155121795E-6,2594.9382126983601,7.60849991551218,0.27539021856218282]
[null,null,null,null,null,null,null,null,null,null,null,null,null,null,null,null,null,null,null,null,null,null,null,null,null,null,null,null,null,null,null,null,null,null,null,null,null,64670.435602260935,1.5463016302383671E-2,31.500000000000178,12.214988035595981,-1.4988035595980165E-2,{"$f":"IF(AN325<>\"\",Schadstoffbelastung!$K$4*Ergebnisse!AO325,\"\")","v":488.59952142383924},{"$f":"IF(AN325<>\"\",kf*Ergebnisse!AQ325*Ergebnisse!AM325,\"\")","v":7.555222365113686E-5},1.5463016302383671E-7,1.546301630238367E-6,5.5739632013508083E-14,-3.774215416843774E-14,3.1282871442514661E-4,5.108140052149864E-3,null,7.6929962281942451E-6,0,2.6237563388790235E-3,1.6425752298674638E-10,0,7.6926631799921877E-6,0,2.6236427501932398E-3,8.8370987312445543E-7,0,null,null,null,null,null,3.5844748858447489E-2,2.5948467177166878E-3,7.60823164725172E-6,2594.8467177166881,7.6082316472517206,0.27627005951605565]
[null,null,null,null,null,null,null,null,null,null,null,null,null,null,null,null,null,null,null,null,null,null,null,null,null,null,null,null,null,null,null,null,null,null,null,null,null,64883.61215555638,1.5412212217817748E-2,31.600000000000179,12.21653433722622,-1.6534337226218554E-2,{"$f":"IF(AN326<>\"\",Schadstoffbelastung!$K$4*Ergebnisse!AO326,\"\")","v":488.6613734890488},{"$f":"IF(AN326<>\"\",kf*Ergebnisse!AQ326*Ergebnisse!AM326,\"\")","v":7.5313527908635197E-5},1.5412212217817748E-7,1.5412212217817747E-6,5.5580271537294403E-14,-3.7634248761739777E-14,3.1180090871431293E-4,5.093535800168446E-3,null,7.6929962281942451E-6,0,2.6237563388790235E-3,1.6425752298674638E-10,0,7.6926631799921877E-6,0,2.6236427501932398E-3,8.8370987312445543E-7,0,null,null,null,null,null,3.5958904109589039E-2,2.5947552259610396E-3,7.6079633884501366E-6,2594.7552259610397,7.6079633884501368,0.27714990046992843]
[null,null,null,null,null,null,null,null,null,null,null,null,null,null,null,null,null,null,null,null,null,null,null,null,null,null,null,null,null,null,null,null,null,null,null,null,null,65096.813536511712,1.5361735017016324E-2,31.70000000000018,12.218075558448001,-1.8075558448000351E-2,{"$f":"IF(AN327<>\"\",Schadstoffbelastung!$K$4*Ergebnisse!AO327,\"\")","v":488.72302233792004},{"$f":"IF(AN327<>\"\",kf*Ergebnisse!AQ327*Ergebnisse!AM327,\"\")","v":7.5076335658704781E-5},1.5361735017016325E-7,1.5361735017016325E-6,5.5421868772156949E-14,-3.7526991835804646E-14,3.1077971611348412E-4,5.0790193155821504E-3,null,7.6929962281942451E-6,0,2.6237563388790235E-3,1.6425752298674638E-10,0,7.6926631799921877E-6,0,2.6236427501932398E-3,8.8370987312445543E-7,0,null,null,null,null,null,3.6073059360730596E-2,2.594663737431301E-3,7.6076951391070966E-6,2594.6637374313013,7.607695139107097,0.27802974142380121]
[null,null,null,null,null,null,null,null,null,null,null,null,null,null,null,null,null,null,null,null,null,null,null,null,null,null,null,null,null,null,null,null,null,null,null,null,null,65310.039664301607,1.531158157520785E-2,31.800000000000182,12.219611731949703,-1.9611731949702005E-2,{"$f":"IF(AN328<>\"\",Schadstoffbelastung!$K$4*Ergebnisse!AO328,\"\")","v":488.78446927798814},{"$f":"IF(AN328<>\"\",kf*Ergebnisse!AQ328*Ergebnisse!AM328,\"\")","v":7.4840632740445903E-5},1.5311581575207849E-7,1.5311581575207849E-6,5.5264414967950067E-14,-3.7420377465775381E-14,3.0976507340612806E-4,5.0645897965024833E-3,null,7.6929962281942451E-6,0,2.6237563388790235E-3,1.6425752298674638E-10,0,7.6926631799921877E-6,0,2.6236427501932398E-3,8.8370987312445543E-7,0,null,null,null,null,null,3.6187214611872145E-2,2.5945722521273583E-3,7.6074268992222653E-6,2594.5722521273583,7.6074268992222658,0.27890958237767399]
[null,null,null,null,null,null,null,null,null,null,null,null,null,null,null,null,null,null,null,null,null,null,null,null,null,null,null,null,null,null,null,null,null,null,null,null,null,65523.290458204756,1.5261748807286818E-2,31.900000000000183,12.221142890107224,-2.1142890107222811E-2,{"$f":"IF(AN329<>\"\",Schadstoffbelastung!$K$4*Ergebnisse!AO329,\"\")","v":488.84571560428896},{"$f":"IF(AN329<>\"\",kf*Ergebnisse!AQ329*Ergebnisse!AM329,\"\")","v":7.4606405170710293E-5},1.526174880728682E-7,1.5261748807286819E-6,5.5107901481951841E-14,-3.7314399799533288E-14,3.0875691817818716E-4,5.0502464508855732E-3,null,7.6929962281942451E-6,0,2.6237563388790235E-3,1.6425752298674638E-10,0,7.6926631799921877E-6,0,2.6236427501932398E-3,8.8370987312445543E-7,0,null,null,null,null,null,3.6301369863013695E-2,2.594480770049098E-3,7.6071586687953099E-6,2594.4807700490983,7.6071586687953099,0.27978942333154677]
[null,null,null,null,null,null,null,null,null,null,null,null,null,null,null,null,null,null,null,null,null,null,null,null,null,null,null,null,null,null,null,null,null,null,null,null,null,65736.565838116876,1.5212233667067704E-2,32.000000000000185,12.222669064987953,-2.2669064987951515E-2,{"$f":"IF(AN330<>\"\",Schadstoffbelastung!$K$4*Ergebnisse!AO330,\"\")","v":488.90676259951812},{"$f":"IF(AN330<>\"\",kf*Ergebnisse!AQ330*Ergebnisse!AM330,\"\")","v":7.4373639140734669E-5},1.5212233667067703E-7,1.5212233667067702E-6,5.4952319776836369E-14,-3.7209053056324909E-14,3.0775518880298512E-4,5.0359884963463407E-3,null,7.6929962281942451E-6,0,2.6237563388790235E-3,1.6425752298674638E-10,0,7.6926631799921877E-6,0,2.6236427501932398E-3,8.8370987312445543E-7,0,null,null,null,null,null,3.6415525114155252E-2,2.5943892911964063E-3,7.6068904478258975E-6,2594.3892911964062,7.6068904478258981,0.28066926428541961]
[null,null,null,null,null,null,null,null,null,null,null,null,null,null,null,null,null,null,null,null,null,null,null,null,null,null,null,null,null,null,null,null,null,null,null,null,null,65949.865724826159,1.5163033146609946E-2,32.100000000000186,12.224190288354659,-2.4190288354658307E-2,{"$f":"IF(AN331<>\"\",Schadstoffbelastung!$K$4*Ergebnisse!AO331,\"\")","v":488.9676115341864},{"$f":"IF(AN331<>\"\",kf*Ergebnisse!AQ331*Ergebnisse!AM331,\"\")","v":7.4142321013115649E-5},1.5163033146609947E-7,1.5163033146609946E-6,{"$f":"IF(AN331<>\"\",(AX331*$S$36)/A0*(d_50*2)*1000000,\"\")","v":5.4797661418861622E-14},{"$f":"IF(AU331<>\"\",AU331*($S$41-$S$40),\"\")","v":-3.7104331525535005E-14},3.0675982442757046E-4,5.0218151599924323E-3,null,7.6929962281942451E-6,0,{"$f":"IF(AN331<>\"\",IF(AZ331<Lw,(AZ331*pb)/(Kd*pb+Theta_w),(Sättigungskonz*pb)/(Kd*pb+Theta_w)),\"\")","v":2.6237563388790235E-3},{"$f":"IF(AN331<>\"\",IF(BA331=0,n*$AO$4*((AZ331/$S$10)-BB331),0),\"\")","v":1.6425752298674638E-10},{"$f":"IF(AN331<>\"\",IF(BA331<>0,IF(AU331*(Sättigungskonz-BB331)<0,AU331*((Sättigungskonz-BB331)*(-1)),AU331*(Sättigungskonz-BB331)),0),\"\")","v":0},{"$f":"IF(AN331<>\"\",IF(Sättigungskonz>=AZ331,IF(AZ331-(BC331+BD331)*$BC$4/pb>0,AZ331-(BC331+BD331)*$BC$4/pb,0),IF(AZ331-(BC331+BD331)*$BC$4/pb>Sättigungskonz,AZ331-(BC331+BD331)*$BC$4/pb,Sättigungskonz)),\"\")","v":7.6926631799921877E-6},0,{"$f":"IF(AN331<>\"\",IF(BE331<Lw,(BE331*pb)/(Kd*pb+Theta_w),(Sättigungskonz*pb)/(Kd*pb+Theta_w)),\"\")","v":2.6236427501932398E-3},{"$f":"IF(AN331<>\"\",IF(BF330=0,n*$AO$4*(BE331-(BG331/$S$10))*(-1),0),\"\")","v":8.8370987312445543E-7},{"$f":"IF(AN331<>\"\",IF(BF331<>0,AU331*(Sättigungskonz-BG331),0),\"\")","v":0},null,null,null,null,null,3.6529680365296802E-2,2.5942978155691692E-3,7.6066222363136935E-6,2594.2978155691694,7.6066222363136937,{"$f":"IF(BO331<>\"\",BO331*(0.1*Retardation),\"\")","v":0.28154910523929233}]
[null,null,null,null,null,null,null,null,null,null,null,null,null,null,null,null,null,null,null,null,null,null,null,null,null,null,null,null,null,null,null,null,null,null,null,null,null,{"$f":"IF(AN332<>\"\",IF(((AN333-AN332)/AT332)<0,((AN333-AN332)/AT332)*(-1),((AN333-AN332)/AT332)),\"\")","v":66163.19003895027},1.5114144275862669E-2,{"$f":"IF(AN331>=$AS$6+0.1,\"\",AN331+0.1)","v":32.200000000000188},12.22570659166932,-2.5706591669319323E-2,{"$f":"IF(AN332<>\"\",Schadstoffbelastung!$K$4*Ergebnisse!AO332,\"\")","v":489.02826366677283},{"$f":"IF(AN332<>\"\",kf*Ergebnisse!AQ332*Ergebnisse!AM332,\"\")","v":7.3912437320342164E-5},1.5114144275862672E-7,1.511414427586267E-6,5.464391807705622E-14,-3.7000229566135921E-14,3.0577076496552942E-4,5.00772567834969E-3,null,7.6929962281942451E-6,0,2.6237563388790235E-3,1.6425752298674638E-10,0,7.6926631799921877E-6,{"$f":"IF(AN332<>\"\",IF(BA332<>0,BA332-((BH332+BD332)*$BC$4),0),\"\")","v":0},2.6236427501932398E-3,8.8370987312445543E-7,0,null,null,null,null,null,3.6643835616438358E-2,2.5942063431672736E-3,7.606354034258365E-6,{"$f":"IF(BP332<>\"\",BP332/(1*10^-6),\"\")","v":2594.2063431672736},{"$f":"IF(BQ332<>\"\",BQ332/(1*10^-6),\"\")","v":7.6063540342583655},0.28242894619316516]
[null,null,null,null,null,null,null,null,null,null,null,null,null,null,null,null,null,null,null,null,null,null,null,null,null,null,null,null,null,null,null,null,null,null,null,null,null,66376.538702385689,1.5065564121740991E-2,32.300000000000189,12.227218006096907,-2.7218006096905611E-2,{"$f":"IF(AN333<>\"\",Schadstoffbelastung!$K$4*Ergebnisse!AO333,\"\")","v":489.08872024387625},{"$f":"IF(AN333<>\"\",kf*Ergebnisse!AQ333*Ergebnisse!AM333,\"\")","v":7.3683974760543596E-5},1.5065564121740992E-7,1.5065564121740991E-6,5.4491081520613163E-14,-3.6896741604922807E-14,3.0478795107829852E-4,4.9937192971233084E-3,null,7.6929962281942451E-6,0,2.6237563388790235E-3,1.6425752298674638E-10,0,7.6926631799921877E-6,0,2.6236427501932398E-3,8.8370987312445543E-7,0,null,null,null,null,null,3.6757990867579908E-2,2.5941148739906049E-3,7.6060858416595783E-6,2594.1148739906052,7.6060858416595787,0.28330878714703794]
[null,null,null,null,null,null,null,null,null,null,null,null,null,null,null,null,null,null,null,null,null,null,null,null,null,null,null,null,null,null,null,null,null,null,null,null,null,66589.911636948324,1.5017289787859553E-2,32.40000000000019,12.228724562509081,-2.8724562509079732E-2,{"$f":"IF(AN334<>\"\",Schadstoffbelastung!$K$4*Ergebnisse!AO334,\"\")","v":489.14898250036322},{"$f":"IF(AN334<>\"\",kf*Ergebnisse!AQ334*Ergebnisse!AM334,\"\")","v":7.3456920196445974E-5},1.5017289787859557E-7,1.5017289787859556E-6,5.4339143618343756E-14,-3.6793862136143911E-14,3.0381132416977411E-4,4.9797952711477887E-3,null,7.6929962281942451E-6,0,2.6237563388790235E-3,1.6425752298674638E-10,0,7.6926631799921877E-6,0,2.6236427501932398E-3,8.8370987312445543E-7,0,null,null,null,null,null,3.6872146118721458E-2,2.5940234080390505E-3,7.6058176585170005E-6,2594.0234080390505,7.605817658517001,0.28418862810091072]
[null,null,null,null,null,null,null,null,null,null,null,null,null,null,null,null,null,null,null,null,null,null,null,null,null,null,null,null,null,null,null,null,null,null,null,null,null,66803.308764990885,1.4969318413821995E-2,32.500000000000192,12.230226291487867,-3.0226291487865709E-2,{"$f":"IF(AN335<>\"\",Schadstoffbelastung!$K$4*Ergebnisse!AO335,\"\")","v":489.20905165951467},{"$f":"IF(AN335<>\"\",kf*Ergebnisse!AQ335*Ergebnisse!AM335,\"\")","v":7.3231260652151681E-5},1.4969318413821994E-7,1.4969318413821993E-6,5.4188096336728663E-14,-3.6691585720180868E-14,3.0284082637193732E-4,4.9659528642083343E-3,null,7.6929962281942451E-6,0,2.6237563388790235E-3,1.6425752298674638E-10,0,7.6926631799921877E-6,0,2.6236427501932398E-3,8.8370987312445543E-7,0,null,null,null,null,null,3.6986301369863014E-2,2.5939319453124952E-3,7.6055494848302979E-6,2593.9319453124954,7.6055494848302985,0.2850684690547835]
[null,null,null,null,null,null,null,null,null,null,null,null,null,null,null,null,null,null,null,null,null,null,null,null,null,null,null,null,null,null,null,null,null,null,null,null,null,67016.730009693012,1.4921647174599217E-2,32.600000000000193,12.231723223329249,-3.1723223329247929E-2,{"$f":"IF(AN336<>\"\",Schadstoffbelastung!$K$4*Ergebnisse!AO336,\"\")","v":489.26892893316995},{"$f":"IF(AN336<>\"\",kf*Ergebnisse!AQ336*Ergebnisse!AM336,\"\")","v":7.3006983310348211E-5},1.4921647174599218E-7,1.4921647174599216E-6,5.4037931738242815E-14,-3.658990698241452E-14,3.0187640053227653E-4,4.9521913488873382E-3,null,7.6929962281942451E-6,0,2.6237563388790235E-3,1.6425752298674638E-10,0,7.6926631799921877E-6,0,2.6236427501932398E-3,8.8370987312445543E-7,0,null,null,null,null,null,3.7100456621004564E-2,2.5938404858108269E-3,7.6052813205991367E-6,2593.840485810827,7.6052813205991372,0.28594831000865628]
[null,null,null,null,null,null,null,null,null,null,null,null,null,null,null,null,null,null,null,null,null,null,null,null,null,null,null,null,null,null,null,null,null,null,null,null,null,67230.17529436553,1.4874273280138583E-2,32.700000000000195,12.233215388046709,-3.3215388046707872E-2,{"$f":"IF(AN337<>\"\",Schadstoffbelastung!$K$4*Ergebnisse!AO337,\"\")","v":489.32861552186836},{"$f":"IF(AN337<>\"\",kf*Ergebnisse!AQ337*Ergebnisse!AM337,\"\")","v":7.2784075510641319E-5},1.4874273280138582E-7,1.4874273280138581E-6,5.388864198040035E-14,-3.6488820612578174E-14,3.0091799020588055E-4,4.9385100064768608E-3,null,7.6929962281942451E-6,0,2.6237563388790235E-3,1.6425752298674638E-10,0,7.6926631799921877E-6,0,2.6236427501932398E-3,8.8370987312445543E-7,0,null,null,null,null,null,3.7214611872146121E-2,2.5937490295339307E-3,7.6050131658231841E-6,2593.7490295339308,7.6050131658231841,0.28682815096252912]
[null,null,null,null,null,null,null,null,null,null,null,null,null,null,null,null,null,null,null,null,null,null,null,null,null,null,null,null,null,null,null,null,null,null,null,null,null,67443.644542904745,1.4827193974724441E-2,32.800000000000196,12.234702815374723,-3.4702815374721752E-2,{"$f":"IF(AN338<>\"\",Schadstoffbelastung!$K$4*Ergebnisse!AO338,\"\")","v":489.38811261498893},{"$f":"IF(AN338<>\"\",kf*Ergebnisse!AQ338*Ergebnisse!AM338,\"\")","v":7.2562524746667303E-5},1.482719397472444E-7,1.482719397472444E-6,5.3740219314012872E-14,-3.6388321363578307E-14,2.999655396425022E-4,4.9249081268190071E-3,null,7.6929962281942451E-6,0,2.6237563388790235E-3,1.6425752298674638E-10,0,7.6926631799921877E-6,0,2.6236427501932398E-3,8.8370987312445543E-7,0,null,null,null,null,null,3.7328767123287671E-2,2.5936575764816932E-3,7.6047450205021064E-6,2593.6575764816935,7.604745020502107,0.2877079919164019]
[null,null,null,null,null,null,null,null,null,null,null,null,null,null,null,null,null,null,null,null,null,null,null,null,null,null,null,null,null,null,null,null,null,null,null,null,null,67657.137679903317,1.4780406536427438E-2,32.900000000000198,12.236185534772195,-3.6185534772194217E-2,{"$f":"IF(AN339<>\"\",Schadstoffbelastung!$K$4*Ergebnisse!AO339,\"\")","v":489.44742139088783},{"$f":"IF(AN339<>\"\",kf*Ergebnisse!AQ339*Ergebnisse!AM339,\"\")","v":7.2342318663634332E-5},1.478040653642744E-7,1.4780406536427439E-6,5.3592656081719297E-14,-3.6288404050499031E-14,2.9901899377541663E-4,4.9113850081712049E-3,null,7.6929962281942451E-6,0,2.6237563388790235E-3,1.6425752298674638E-10,0,7.6926631799921877E-6,0,2.6236427501932398E-3,8.8370987312445543E-7,0,null,null,null,null,null,3.744292237442922E-2,2.5935661266540014E-3,7.6044768846355705E-6,2593.5661266540014,7.604476884635571,0.28858783287027467]
[null,null,null,null,null,null,null,null,null,null,null,null,null,null,null,null,null,null,null,null,null,null,null,null,null,null,null,null,null,null,null,null,null,null,null,null,null,67870.654630073142,1.4733908276713737E-2,33.000000000000199,12.237663575425838,-3.7663575425836981E-2,{"$f":"IF(AN340<>\"\",Schadstoffbelastung!$K$4*Ergebnisse!AO340,\"\")","v":489.50654301703355},{"$f":"IF(AN340<>\"\",kf*Ergebnisse!AQ340*Ergebnisse!AM340,\"\")","v":7.2123445056641999E-5},1.4733908276713738E-7,1.4733908276713738E-6,5.3445944717016017E-14,-3.6189063549945475E-14,2.980782982135164E-4,4.8979399571173208E-3,null,7.6929962281942451E-6,0,2.6237563388790235E-3,1.6425752298674638E-10,0,7.6926631799921877E-6,0,2.6236427501932398E-3,8.8370987312445543E-7,0,null,null,null,null,null,3.7557077625570777E-2,2.5934746800507407E-3,7.6042087582232429E-6,2593.474680050741,7.6042087582232432,0.28946767382414745]
[null,null,null,null,null,null,null,null,null,null,null,null,null,null,null,null,null,null,null,null,null,null,null,null,null,null,null,null,null,null,null,null,null,null,null,null,null,68084.195318678365,1.4687696539841047E-2,33.1000000000002,12.239136966253509,-3.9136966253508376E-2,{"$f":"IF(AN341<>\"\",Schadstoffbelastung!$K$4*Ergebnisse!AO341,\"\")","v":489.56547865014039},{"$f":"IF(AN341<>\"\",kf*Ergebnisse!AQ341*Ergebnisse!AM341,\"\")","v":7.1905891867952927E-5},1.4687696539841047E-7,1.4687696539841046E-6,5.3300077742609292E-14,-3.60902947989281E-14,2.9714339922909199E-4,4.8845722884166666E-3,null,7.6929962281942451E-6,0,2.6237563388790235E-3,1.6425752298674638E-10,0,7.6926631799921877E-6,0,2.6236427501932398E-3,8.8370987312445543E-7,0,null,null,null,null,null,3.7671232876712327E-2,2.5933832366717975E-3,7.6039406412647898E-6,2593.3832366717975,7.6039406412647903,0.29034751477802023]
[null,null,null,null,null,null,null,null,null,null,null,null,null,null,null,null,null,null,null,null,null,null,null,null,null,null,null,null,null,null,null,null,null,null,null,null,null,68297.759671696869,1.4641768702325711E-2,33.200000000000202,12.240605735907494,-4.0605735907492502E-2,{"$f":"IF(AN342<>\"\",Schadstoffbelastung!$K$4*Ergebnisse!AO342,\"\")","v":489.62422943629974},{"$f":"IF(AN342<>\"\",kf*Ergebnisse!AQ342*Ergebnisse!AM342,\"\")","v":7.1689647184607565E-5},1.464176870232571E-7,1.4641768702325709E-6,5.3155047768985958E-14,-3.599209279389495E-14,2.9621424374705097E-4,4.8712813248730242E-3,null,7.6929962281942451E-6,0,2.6237563388790235E-3,1.6425752298674638E-10,0,7.6926631799921877E-6,0,2.6236427501932398E-3,8.8370987312445543E-7,0,null,null,null,null,null,3.7785388127853883E-2,2.5932917965170586E-3,7.6036725337598783E-6,2593.2917965170586,7.6036725337598785,0.29122735573189307]
[null,null,null,null,null,null,null,null,null,null,null,null,null,null,null,null,null,null,null,null,null,null,null,null,null,null,null,null,null,null,null,null,null,null,null,null,null,68511.347615196399,1.4596122172587447E-2,33.300000000000203,12.242069912777726,-4.2069912777725094E-2,{"$f":"IF(AN343<>\"\",Schadstoffbelastung!$K$4*Ergebnisse!AO343,\"\")","v":489.68279651110902},{"$f":"IF(AN343<>\"\",kf*Ergebnisse!AQ343*Ergebnisse!AM343,\"\")","v":7.1474699236904259E-5},1.4596122172587449E-7,1.4596122172587448E-6,5.3010847493539893E-14,-3.5894452590140153E-14,2.9529077933773066E-4,4.858066397254582E-3,null,7.6929962281942451E-6,0,2.6237563388790235E-3,1.6425752298674638E-10,0,7.6926631799921877E-6,0,2.6236427501932398E-3,8.8370987312445543E-7,0,null,null,null,null,null,3.7899543378995433E-2,2.5932003595864096E-3,7.6034044357081746E-6,2593.2003595864098,7.6034044357081747,0.29210719668576585]
[null,null,null,null,null,null,null,null,null,null,null,null,null,null,null,null,null,null,null,null,null,null,null,null,null,null,null,null,null,null,null,null,null,null,null,null,null,68724.959075987732,1.4550754390327618E-2,33.400000000000205,12.243529524994985,-4.3529524994983859E-2,{"$f":"IF(AN344<>\"\",Schadstoffbelastung!$K$4*Ergebnisse!AO344,\"\")","v":489.74118099979938},{"$f":"IF(AN344<>\"\",kf*Ergebnisse!AQ344*Ergebnisse!AM344,\"\")","v":7.1261036395570633E-5},1.4550754390327616E-7,1.4550754390327615E-6,5.2867469698852773E-14,-3.5797369300639772E-14,2.9437295420432031E-4,4.8449268441363852E-3,null,7.6929962281942451E-6,0,2.6237563388790235E-3,1.6425752298674638E-10,0,7.6926631799921877E-6,0,2.6236427501932398E-3,8.8370987312445543E-7,0,null,null,null,null,null,3.801369863013699E-2,2.5931089258797377E-3,7.6031363471093459E-6,2593.1089258797379,7.6031363471093467,0.29298703763963863]
[null,null,null,null,null,null,null,null,null,null,null,null,null,null,null,null,null,null,null,null,null,null,null,null,null,null,null,null,null,null,null,null,null,null,null,null,null,68938.593981161845,1.4505662826156189E-2,33.500000000000206,12.244984600434018,-4.4984600434016642E-2,{"$f":"IF(AN345<>\"\",Schadstoffbelastung!$K$4*Ergebnisse!AO345,\"\")","v":489.79938401736069},{"$f":"IF(AN345<>\"\",kf*Ergebnisse!AQ345*Ergebnisse!AM345,\"\")","v":7.1048647170148297E-5},1.450566282615619E-7,1.4505662826156189E-6,5.2724907251754143E-14,-3.5700838095415417E-14,2.9346071717531371E-4,4.8318620118141965E-3,null,7.6929962281942451E-6,0,2.6237563388790235E-3,1.6425752298674638E-10,0,7.6926631799921877E-6,0,2.6236427501932398E-3,8.8370987312445543E-7,0,null,null,null,null,null,3.8127853881278539E-2,2.5930174953969288E-3,7.6028682679630594E-6,2593.017495396929,7.6028682679630597,0.2938668785935114]
[null,null,null,null,null,null,null,null,null,null,null,null,null,null,null,null,null,null,null,null,null,null,null,null,null,null,null,null,null,null,null,null,null,null,null,null,null,69152.252258330001,1.4460844981076599E-2,33.600000000000207,12.246435166716633,-4.6435166716632281E-2,{"$f":"IF(AN346<>\"\",Schadstoffbelastung!$K$4*Ergebnisse!AO346,\"\")","v":489.85740666866536},{"$f":"IF(AN346<>\"\",kf*Ergebnisse!AQ346*Ergebnisse!AM346,\"\")","v":7.0837520206677688E-5},1.44608449810766E-7,1.4460844981076599E-6,5.2583153101929401E-14,-3.5604854200591625E-14,2.9255401769408816E-4,4.8188712541769249E-3,null,7.6929962281942451E-6,0,2.6237563388790235E-3,1.6425752298674638E-10,0,7.6926631799921877E-6,0,2.6236427501932398E-3,8.8370987312445543E-7,0,null,null,null,null,null,3.8242009132420089E-2,2.5929260681378692E-3,7.6026001982689812E-6,2592.9260681378692,7.6026001982689815,0.29474671954738418]
[null,null,null,null,null,null,null,null,null,null,null,null,null,null,null,null,null,null,null,null,null,null,null,null,null,null,null,null,null,null,null,null,null,null,null,null,null,69365.933835400036,1.4416298386077182E-2,33.700000000000209,12.247881251214741,-4.7881251214739962E-2,{"$f":"IF(AN347<>\"\",Schadstoffbelastung!$K$4*Ergebnisse!AO347,\"\")","v":489.91525004858966},{"$f":"IF(AN347<>\"\",kf*Ergebnisse!AQ347*Ergebnisse!AM347,\"\")","v":7.0627644285900821E-5},1.4416298386077183E-7,1.4416298386077183E-6,5.2442200280858315E-14,-3.5509412897677177E-14,2.9165280581063837E-4,4.80595393260935E-3,null,7.6929962281942451E-6,0,2.6237563388790235E-3,1.6425752298674638E-10,0,7.6926631799921877E-6,0,2.6236427501932398E-3,8.8370987312445543E-7,0,null,null,null,null,null,3.8356164383561646E-2,2.5928346441024454E-3,7.6023321380267776E-6,2592.8346441024455,7.6023321380267781,0.29562656050125702]
[null,null,null,null,null,null,null,null,null,null,null,null,null,null,null,null,null,null,null,null,null,null,null,null,null,null,null,null,null,null,null,null,null,null,null,null,null,69579.638640985999,1.4372020601598274E-2,33.80000000000021,12.249322881053349,-4.93228810533477E-2,{"$f":"IF(AN348<>\"\",Schadstoffbelastung!$K$4*Ergebnisse!AO348,\"\")","v":489.97291524213392},{"$f":"IF(AN348<>\"\",kf*Ergebnisse!AQ348*Ergebnisse!AM348,\"\")","v":7.0419008320851147E-5},1.4372020601598277E-7,1.4372020601598275E-6,5.2302041900356739E-14,-3.5414509522577625E-14,2.9075703217079586E-4,4.7931094158584851E-3,null,7.6929962281942451E-6,0,2.6237563388790235E-3,1.6425752298674638E-10,0,7.6926631799921877E-6,0,2.6236427501932398E-3,8.8370987312445543E-7,0,null,null,null,null,null,3.8470319634703196E-2,2.5927432232905434E-3,7.6020640872361158E-6,2592.7432232905435,7.6020640872361165,0.29650640145512974]
[null,null,null,null,null,null,null,null,null,null,null,null,null,null,null,null,null,null,null,null,null,null,null,null,null,null,null,null,null,null,null,null,null,null,null,null,null,69793.3666040065,1.4328009217176937E-2,33.900000000000212,12.250760083113509,-5.0760083113507548E-2,{"$f":"IF(AN349<>\"\",Schadstoffbelastung!$K$4*Ergebnisse!AO349,\"\")","v":490.03040332454032},{"$f":"IF(AN349<>\"\",kf*Ergebnisse!AQ349*Ergebnisse!AM349,\"\")","v":7.0211601355309457E-5},1.4328009217176937E-7,1.4328009217176937E-6,5.2162671151675234E-14,-3.5320139464984974E-14,2.8986664800904118E-4,4.7803370799509651E-3,null,7.6929962281942451E-6,0,2.6237563388790235E-3,1.6425752298674638E-10,0,7.6926631799921877E-6,0,2.6236427501932398E-3,8.8370987312445543E-7,0,null,null,null,null,null,3.8584474885844752E-2,2.5926518057020499E-3,7.6017960458966629E-6,2592.6518057020498,7.6017960458966636,0.29738624240900258]
[null,null,null,null,null,null,null,null,null,null,null,null,null,null,null,null,null,null,null,null,null,null,null,null,null,null,null,null,null,null,null,null,null,null,null,null,null,70007.117653393652,1.4284261851073917E-2,34.000000000000213,12.252192884035226,-5.2192884035225262E-2,{"$f":"IF(AN350<>\"\",Schadstoffbelastung!$K$4*Ergebnisse!AO350,\"\")","v":490.08771536140904},{"$f":"IF(AN350<>\"\",kf*Ergebnisse!AQ350*Ergebnisse!AM350,\"\")","v":7.0005412562169477E-5},1.4284261851073918E-7,1.4284261851073917E-6,5.2024081304537568E-14,-3.5226298167726636E-14,2.8898160514095693E-4,4.7676363081049352E-3,null,7.6929962281942451E-6,0,2.6237563388790235E-3,1.6425752298674638E-10,0,7.6926631799921877E-6,0,2.6236427501932398E-3,8.8370987312445543E-7,0,null,null,null,null,null,3.8698630136986302E-2,2.5925603913368508E-3,7.6015280140080851E-6,2592.5603913368509,7.6015280140080854,0.29826608336287536]
[null,null,null,null,null,null,null,null,null,null,null,null,null,null,null,null,null,null,null,null,null,null,null,null,null,null,null,null,null,null,null,null,null,null,null,null,null,70220.891719405714,1.4240776149580877E-2,34.100000000000215,12.253621310220334,-5.3621310220332674E-2,{"$f":"IF(AN351<>\"\",Schadstoffbelastung!$K$4*Ergebnisse!AO351,\"\")","v":490.14485240881334},{"$f":"IF(AN351<>\"\",kf*Ergebnisse!AQ351*Ergebnisse!AM351,\"\")","v":6.9800431240232694E-5},1.424077614958088E-7,1.4240776149580878E-6,5.1886265705162205E-14,-3.5132981125425745E-14,2.8810185594921312E-4,4.7550064905487353E-3,null,7.6929962281942451E-6,0,2.6237563388790235E-3,1.6425752298674638E-10,0,7.6926631799921877E-6,0,2.6236427501932398E-3,8.8370987312445543E-7,0,null,null,null,null,null,3.8812785388127852E-2,2.592468980194833E-3,7.6012599915700496E-6,2592.468980194833,7.6012599915700498,0.29914592431674814]
[null,null,null,null,null,null,null,null,null,null,null,null,null,null,null,null,null,null,null,null,null,null,null,null,null,null,null,null,null,null,null,null,null,null,null,null,null,70434.688731941176,1.4197549786949336E-2,34.200000000000216,12.255045387835292,-5.5045387835290782E-2,{"$f":"IF(AN352<>\"\",Schadstoffbelastung!$K$4*Ergebnisse!AO352,\"\")","v":490.2018155134117},{"$f":"IF(AN352<>\"\",kf*Ergebnisse!AQ352*Ergebnisse!AM352,\"\")","v":6.959664681404616E-5},1.4197549786949335E-7,1.4197549786949335E-6,5.1749217776248385E-14,-3.5040183884491736E-14,2.8722735338212888E-4,4.7424470245196228E-3,null,7.6929962281942451E-6,0,2.6237563388790235E-3,1.6425752298674638E-10,0,7.6926631799921877E-6,0,2.6236427501932398E-3,8.8370987312445543E-7,0,null,null,null,null,null,3.8926940639269408E-2,2.5923775722758828E-3,7.6009919785822226E-6,2592.3775722758828,7.6009919785822229,0.30002576527062097]
[null,null,null,null,null,null,null,null,null,null,null,null,null,null,null,null,null,null,null,null,null,null,null,null,null,null,null,null,null,null,null,null,null,null,null,null,null,70648.508621486952,1.4154580464786702E-2,34.300000000000217,12.256465142813987,-5.6465142813985736E-2,{"$f":"IF(AN353<>\"\",Schadstoffbelastung!$K$4*Ergebnisse!AO353,\"\")","v":490.25860571255947},{"$f":"IF(AN353<>\"\",kf*Ergebnisse!AQ353*Ergebnisse!AM353,\"\")","v":6.9394048831125619E-5},1.4154580464786704E-7,1.4154580464786703E-6,5.1612931015270425E-14,-3.4947902041965385E-14,2.8635805094145403E-4,4.7299573141074587E-3,null,7.6929962281942451E-6,0,2.6237563388790235E-3,1.6425752298674638E-10,0,7.6926631799921877E-6,0,2.6236427501932398E-3,8.8370987312445543E-7,0,null,null,null,null,null,3.9041095890410958E-2,2.5922861675798858E-3,7.6007239750442712E-6,2592.2861675798858,7.6007239750442714,0.30090560622449369]
[null,null,null,null,null,null,null,null,null,null,null,null,null,null,null,null,null,null,null,null,null,null,null,null,null,null,null,null,null,null,null,null,null,null,null,null,null,70862.351319246009,1.411186591162996E-2,34.400000000000219,12.257880600860465,-5.7880600860464426E-2,{"$f":"IF(AN354<>\"\",Schadstoffbelastung!$K$4*Ergebnisse!AO354,\"\")","v":490.31522403441863},{"$f":"IF(AN354<>\"\",kf*Ergebnisse!AQ354*Ergebnisse!AM354,\"\")","v":6.9192626960045198E-5},1.4111865911629962E-7,1.4111865911629961E-6,5.1477398993330333E-14,-3.4856131244741904E-14,2.8549390267374462E-4,4.7175367701495566E-3,null,7.6929962281942451E-6,0,2.6237563388790235E-3,1.6425752298674638E-10,0,7.6926631799921877E-6,0,2.6236427501932398E-3,8.8370987312445543E-7,0,null,null,null,null,null,3.9155251141552515E-2,2.5921947661067296E-3,7.6004559809558626E-6,2592.1947661067297,7.6004559809558625,0.30178544717836653]
[null,null,null,null,null,null,null,null,null,null,null,null,null,null,null,null,null,null,null,null,null,null,null,null,null,null,null,null,null,null,null,null,null,null,null,null,null,71076.216756317968,1.4069403882714738E-2,34.50000000000022,12.259291787451629,-5.9291787451627442E-2,{"$f":"IF(AN355<>\"\",Schadstoffbelastung!$K$4*Ergebnisse!AO355,\"\")","v":490.37167149806515},{"$f":"IF(AN355<>\"\",kf*Ergebnisse!AQ355*Ergebnisse!AM355,\"\")","v":6.8992370989481939E-5},1.4069403882714737E-7,1.4069403882714736E-6,5.1342615354626028E-14,-3.4764867189210859E-14,2.8463486316569048E-4,4.7051848101819504E-3,null,7.6929962281942451E-6,0,2.6237563388790235E-3,1.6425752298674638E-10,0,7.6926631799921877E-6,0,2.6236427501932398E-3,8.8370987312445543E-7,0,null,null,null,null,null,3.9269406392694065E-2,2.5921033678562994E-3,7.600187996316663E-6,2592.1033678562994,7.600187996316663,0.30266528813223931]
[null,null,null,null,null,null,null,null,null,null,null,null,null,null,null,null,null,null,null,null,null,null,null,null,null,null,null,null,null,null,null,null,null,null,null,null,null,71290.104864871115,1.4027192159353575E-2,34.600000000000222,{"$f":"IF(AN356=\"\",\"\",SQRT(($S$29^2)+(($S$28^2)-($S$29^2))*(LN(AN356)-LN(Brunnenradius))/(LN(ReichweiteAbsenkung)-LN(Brunnenradius))))","v":12.2606987278399},-6.0698727839898936E-2,{"$f":"IF(AN356<>\"\",Schadstoffbelastung!$K$4*Ergebnisse!AO356,\"\")","v":490.42794911359601},{"$f":"IF(AN356<>\"\",kf*Ergebnisse!AQ356*Ergebnisse!AM356,\"\")","v":6.8793270825340876E-5},1.4027192159353574E-7,1.4027192159353574E-6,5.1208573814676254E-14,-3.4674105620054231E-14,{"$f":"IF(AN356<>\"\",((d_50*2)*kf*AM356)/($S$13*neff),\"\")","v":2.8378088753153771E-4},{"$f":"IF(AN356<>\"\",150*(AW356^0.87)*(0.016^0.79),\"\")","v":4.6929008582767186E-3},null,7.6929962281942451E-6,0,2.6237563388790235E-3,1.6425752298674638E-10,0,7.6926631799921877E-6,0,2.6236427501932398E-3,8.8370987312445543E-7,0,null,null,null,null,null,3.9383561643835614E-2,2.5920119728284822E-3,7.5999200211263396E-6,2592.0119728284822,7.5999200211263398,0.30354512908611209]
[null,null,null,null,null,null,null,null,null,null,null,null,null,null,null,null,null,null,null,null,null,null,null,null,null,null,null,null,null,null,null,null,null,null,null,null,null,71504.015576757956,{"$f":"IF(AN357<>\"\",(AO358-AO357)/(AN358-AN357),\"\")","v":1.3985228548829354E-2},34.700000000000223,12.262101447055835,{"$f":"IF(AN357<>\"\",$S$28-AO357,\"\")","v":-6.2101447055834313E-2},{"$f":"IF(AN357<>\"\",Schadstoffbelastung!$K$4*Ergebnisse!AO357,\"\")","v":490.4840578822334},{"$f":"IF(AN357<>\"\",kf*Ergebnisse!AQ357*Ergebnisse!AM357,\"\")","v":6.8595316490402804E-5},{"$f":"IF(AN357<>\"\",AR357/AQ357,\"\")","v":1.3985228548829356E-7},{"$f":"IF(AS357<>\"\",AS357/$S$30,\"\")","v":1.3985228548829354E-6},5.1075268160176423E-14,-3.4583842330148802E-14,2.8293193141093231E-4,4.6806843450287721E-3,null,7.6929962281942451E-6,0,2.6237563388790235E-3,1.6425752298674638E-10,0,7.6926631799921877E-6,0,2.6236427501932398E-3,8.8370987312445543E-7,0,null,null,null,null,null,3.9497716894977171E-2,2.5919205810231642E-3,7.5996520553845594E-6,2591.9205810231642,7.5996520553845599,0.30442497003998487]
[null,null,null,null,null,null,null,null,null,null,null,null,null,null,null,null,null,null,null,null,null,null,null,null,null,null,null,null,null,null,null,null,null,null,null,null,null,71717.948824946827,1.3943510883738044E-2,34.800000000000225,12.263499969910718,-6.3499969910717269E-2,{"$f":"IF(AN358<>\"\",Schadstoffbelastung!$K$4*Ergebnisse!AO358,\"\")","v":490.53999879642873},{"$f":"IF(AN358<>\"\",kf*Ergebnisse!AQ358*Ergebnisse!AM358,\"\")","v":6.8398498121268522E-5},1.3943510883738045E-7,1.3943510883738045E-6,5.0942692247101834E-14,-3.4494073159281832E-14,2.8208795095562353E-4,4.6685347073820351E-3,null,7.6929962281942451E-6,0,2.6237563388790235E-3,1.6425752298674638E-10,0,7.6926631799921877E-6,0,2.6236427501932398E-3,8.8370987312445543E-7,0,null,null,null,null,null,3.9611872146118721E-2,2.5918291924402321E-3,7.5993840990909888E-6,2591.829192440232,7.5993840990909893,0.30530481099385764]
[null,null,null,null,null,null,null,null,null,null,null,null,null,null,null,null,null,null,null,null,null,null,null,null,null,null,null,null,null,null,null,null,null,null,null,null,null,71931.904542006087,1.3902037021917637E-2,34.900000000000226,12.264894320999092,-6.4894320999091093E-2,{"$f":"IF(AN359<>\"\",Schadstoffbelastung!$K$4*Ergebnisse!AO359,\"\")","v":490.59577283996367},{"$f":"IF(AN359<>\"\",kf*Ergebnisse!AQ359*Ergebnisse!AM359,\"\")","v":6.8202805968174709E-5},1.3902037021917639E-7,1.3902037021917639E-6,5.0810840000670254E-14,-3.4404793994125711E-14,2.8124890282802605E-4,4.6564513886260036E-3,null,7.6929962281942451E-6,0,2.6237563388790235E-3,1.6425752298674638E-10,0,7.6926631799921877E-6,0,2.6236427501932398E-3,8.8370987312445543E-7,0,null,null,null,null,null,3.9726027397260277E-2,2.5917378070795718E-3,7.5991161522452948E-6,2591.7378070795721,7.599116152245295,0.30618465194773048]
[null,null,null,null,null,null,null,null,null,null,null,null,null,null,null,null,null,null,null,null,null,null,null,null,null,null,null,null,null,null,null,null,null,null,null,null,null,72145.882661525335,1.3860804845808674E-2,35.000000000000227,12.266284524701284,-6.6284524701282876E-2,{"$f":"IF(AN360<>\"\",Schadstoffbelastung!$K$4*Ergebnisse!AO360,\"\")","v":490.65138098805136},{"$f":"IF(AN360<>\"\",kf*Ergebnisse!AQ360*Ergebnisse!AM360,\"\")","v":6.8008230392018997E-5},1.3860804845808673E-7,1.3860804845808671E-6,5.0679705413493517E-14,-3.4316000766986366E-14,2.804147441882832E-4,4.6444338382263649E-3,null,7.6929962281942451E-6,0,2.6237563388790235E-3,1.6425752298674638E-10,0,7.6926631799921877E-6,0,2.6236427501932398E-3,8.8370987312445543E-7,0,null,null,null,null,null,3.9840182648401827E-2,2.5916464249410697E-3,7.5988482148471445E-6,2591.6464249410697,7.5988482148471448,0.30706449290160326]
[null,null,null,null,null,null,null,null,null,null,null,null,null,null,null,null,null,null,null,null,null,null,null,null,null,null,null,null,null,null,null,null,null,null,null,null,null,72359.883117388337,1.3819812262241075E-2,35.100000000000229,12.267670605185865,-6.7670605185863764E-2,{"$f":"IF(AN361<>\"\",Schadstoffbelastung!$K$4*Ergebnisse!AO361,\"\")","v":490.70682420743458},{"$f":"IF(AN361<>\"\",kf*Ergebnisse!AQ361*Ergebnisse!AM361,\"\")","v":6.7814761863472806E-5},1.3819812262241077E-7,1.3819812262241075E-6,5.0549282545081334E-14,-3.4227689455467312E-14,2.7958543268995407E-4,4.6324815117795197E-3,null,7.6929962281942451E-6,0,2.6237563388790235E-3,1.6425752298674638E-10,0,7.6926631799921877E-6,0,2.6236427501932398E-3,8.8370987312445543E-7,0,null,null,null,null,null,3.9954337899543377E-2,2.5915550460246127E-3,7.5985802868962043E-6,2591.5550460246127,7.5985802868962047,0.30794433385547598]
[null,null,null,null,null,null,null,null,null,null,null,null,null,null,null,null,null,null,null,null,null,null,null,null,null,null,null,null,null,null,null,null,null,null,null,null,null,72573.90584361348,1.377905720211439E-2,35.20000000000023,12.269052586412089,-6.9052586412087891E-2,{"$f":"IF(AN362<>\"\",Schadstoffbelastung!$K$4*Ergebnisse!AO362,\"\")","v":490.76210345648354},{"$f":"IF(AN362<>\"\",kf*Ergebnisse!AQ362*Ergebnisse!AM362,\"\")","v":6.7622390961568686E-5},1.3779057202114393E-7,1.3779057202114393E-6,5.0419565521002431E-14,-3.4139856081901616E-14,2.7876092647354498E-4,4.6205938709357013E-3,null,7.6929962281942451E-6,0,2.6237563388790235E-3,1.6425752298674638E-10,0,7.6926631799921877E-6,0,2.6236427501932398E-3,8.8370987312445543E-7,0,null,null,null,null,null,4.0068493150684933E-2,2.5914636703300862E-3,7.5983123683921412E-6,2591.4636703300862,7.5983123683921416,0.30882417480934882]
[null,null,null,null,null,null,null,null,null,null,null,null,null,null,null,null,null,null,null,null,null,null,null,null,null,null,null,null,null,null,null,null,null,null,null,null,null,72787.950774690733,1.3738537619989248E-2,35.300000000000232,12.2704304921323,-7.0430492132299349E-2,{"$f":"IF(AN363<>\"\",Schadstoffbelastung!$K$4*Ergebnisse!AO363,\"\")","v":490.817219685292},{"$f":"IF(AN363<>\"\",kf*Ergebnisse!AQ363*Ergebnisse!AM363,\"\")","v":6.7431108371849118E-5},1.3738537619989249E-7,1.3738537619989248E-6,5.0290548531760094E-14,-3.4052496712590529E-14,2.7794118415824402E-4,4.6087703832959391E-3,null,7.6929962281942451E-6,0,2.6237563388790235E-3,1.6425752298674638E-10,0,7.6926631799921877E-6,0,2.6236427501932398E-3,8.8370987312445543E-7,0,null,null,null,null,null,4.0182648401826483E-2,2.5913722978573779E-3,7.5980444593346224E-6,2591.3722978573778,7.5980444593346226,0.3097040157632216]
[null,null,null,null,null,null,null,null,null,null,null,null,null,null,null,null,null,null,null,null,null,null,null,null,null,null,null,null,null,null,null,null,null,null,null,null,null,73002.017845583308,1.3698251493749841E-2,35.400000000000233,12.271804345894299,-7.1804345894298294E-2,{"$f":"IF(AN364<>\"\",Schadstoffbelastung!$K$4*Ergebnisse!AO364,\"\")","v":490.87217383577195},{"$f":"IF(AN364<>\"\",kf*Ergebnisse!AQ364*Ergebnisse!AM364,\"\")","v":6.7240904884860957E-5},1.3698251493749844E-7,1.3698251493749843E-6,5.0162225831890568E-14,-3.3965607457193004E-14,2.7712616483509299E-4,4.5970105223294257E-3,null,7.6929962281942451E-6,0,2.6237563388790235E-3,1.6425752298674638E-10,0,7.6926631799921877E-6,0,2.6236427501932398E-3,8.8370987312445543E-7,0,null,null,null,null,null,4.029680365296804E-2,2.5912809286063733E-3,7.597776559723315E-6,2591.2809286063734,7.5977765597233153,0.31058385671709443]
[null,null,null,null,null,null,null,null,null,null,null,null,null,null,null,null,null,null,null,null,null,null,null,null,null,null,null,null,null,null,null,null,null,null,null,null,null,73216.106991665321,1.365819682428418E-2,35.500000000000234,12.273174171043674,-7.3174171043673297E-2,{"$f":"IF(AN365<>\"\",Schadstoffbelastung!$K$4*Ergebnisse!AO365,\"\")","v":490.926966841747},{"$f":"IF(AN365<>\"\",kf*Ergebnisse!AQ365*Ergebnisse!AM365,\"\")","v":6.7051771394734146E-5},1.3658196824284182E-7,1.3658196824284182E-6,5.0034591739113585E-14,-3.3879184468150481E-14,2.7631582806051844E-4,4.585313767295666E-3,null,7.6929962281942451E-6,0,2.6237563388790235E-3,1.6425752298674638E-10,0,7.6926631799921877E-6,0,2.6236427501932398E-3,8.8370987312445543E-7,0,null,null,null,null,null,4.041095890410959E-2,2.5911895625769592E-3,7.5975086695578861E-6,2591.1895625769594,7.5975086695578868,0.31146369767096721]
[null,null,null,null,null,null,null,null,null,null,null,null,null,null,null,null,null,null,null,null,null,null,null,null,null,null,null,null,null,null,null,null,null,null,null,null,null,73430.218148495769,1.3618371635199883E-2,35.600000000000236,12.274539990726103,-7.4539990726101735E-2,{"$f":"IF(AN366<>\"\",Schadstoffbelastung!$K$4*Ergebnisse!AO366,\"\")","v":490.98159962904413},{"$f":"IF(AN366<>\"\",kf*Ergebnisse!AQ366*Ergebnisse!AM366,\"\")","v":6.6863698897932393E-5},1.3618371635199881E-7,1.3618371635199881E-6,4.990764063359464E-14,-3.3793223940187387E-14,2.7551013385058228E-4,4.5736796031768771E-3,null,7.6929962281942451E-6,0,2.6237563388790235E-3,1.6425752298674638E-10,0,7.6926631799921877E-6,0,2.6236427501932398E-3,8.8370987312445543E-7,0,null,null,null,null,null,4.0525114155251139E-2,2.5910981997690216E-3,7.5972407888380019E-6,2591.0981997690219,7.5972407888380022,0.31234353862483993]
[null,null,null,null,null,null,null,null,null,null,null,null,null,null,null,null,null,null,null,null,null,null,null,null,null,null,null,null,null,null,null,null,null,null,null,null,null,73644.351251903587,1.3578773972486665E-2,35.700000000000237,12.275901827889623,-7.5901827889621742E-2,{"$f":"IF(AN367<>\"\",Schadstoffbelastung!$K$4*Ergebnisse!AO367,\"\")","v":491.03607311558494},{"$f":"IF(AN367<>\"\",kf*Ergebnisse!AQ367*Ergebnisse!AM367,\"\")","v":6.6676678491739649E-5},1.3578773972486666E-7,1.3578773972486664E-6,4.9781366957033022E-14,-3.3707722109693623E-14,2.7470904267415332E-4,4.5621075205944106E-3,null,7.6929962281942451E-6,0,2.6237563388790235E-3,1.6425752298674638E-10,0,7.6926631799921877E-6,0,2.6236427501932398E-3,8.8370987312445543E-7,0,null,null,null,null,null,4.0639269406392696E-2,2.5910068401824474E-3,7.5969729175633296E-6,2591.0068401824474,7.5969729175633303,0.31322337957871277]
[null,null,null,null,null,null,null,null,null,null,null,null,null,null,null,null,null,null,null,null,null,null,null,null,null,null,null,null,null,null,null,null,null,null,null,null,null,73858.506238881106,1.3539401904036715E-2,35.800000000000239,12.277259705286871,-7.7259705286870428E-2,{"$f":"IF(AN368<>\"\",Schadstoffbelastung!$K$4*Ergebnisse!AO368,\"\")","v":491.09038821147487},{"$f":"IF(AN368<>\"\",kf*Ergebnisse!AQ368*Ergebnisse!AM368,\"\")","v":6.6490701372045723E-5},1.3539401904036715E-7,1.3539401904036713E-6,4.9655765211293735E-14,-3.3622675253798191E-14,2.7391251544320436E-4,4.5505970156833747E-3,null,7.6929962281942451E-6,0,2.6237563388790235E-3,1.6425752298674638E-10,0,7.6926631799921877E-6,0,2.6236427501932398E-3,8.8370987312445543E-7,0,null,null,null,null,null,4.0753424657534246E-2,2.5909154838171227E-3,7.5967050557335363E-6,2590.915483817123,7.5967050557335369,0.31410322053258555]
[null,null,null,null,null,null,null,null,null,null,null,null,null,null,null,null,null,null,null,null,null,null,null,null,null,null,null,null,null,null,null,null,null,null,null,null,null,74072.683045515761,1.3500253519715762E-2,35.90000000000024,12.278613645477275,-7.8613645477274119E-2,{"$f":"IF(AN369<>\"\",Schadstoffbelastung!$K$4*Ergebnisse!AO369,\"\")","v":491.14454581909104},{"$f":"IF(AN369<>\"\",kf*Ergebnisse!AQ369*Ergebnisse!AM369,\"\")","v":6.6305758833833833E-5},1.3500253519715763E-7,1.3500253519715762E-6,4.9530829958793466E-14,-3.3538079690630582E-14,2.7312051351424969E-4,4.5391475901280101E-3,null,7.6929962281942451E-6,0,2.6237563388790235E-3,1.6425752298674638E-10,0,7.6926631799921877E-6,0,2.6236427501932398E-3,8.8370987312445543E-7,0,null,null,null,null,null,4.0867579908675802E-2,2.5908241306729345E-3,7.5964372033482891E-6,2590.8241306729346,7.5964372033482892,0.31498306148645838]
[null,null,null,null,null,null,null,null,null,null,null,null,null,null,null,null,null,null,null,null,null,null,null,null,null,null,null,null,null,null,null,null,null,null,null,null,null,74286.881609290183,1.3461326930634763E-2,36.000000000000242,12.279963670829247,-7.9963670829245714E-2,{"$f":"IF(AN370<>\"\",Schadstoffbelastung!$K$4*Ergebnisse!AO370,\"\")","v":491.19854683316987},{"$f":"IF(AN370<>\"\",kf*Ergebnisse!AQ370*Ergebnisse!AM370,\"\")","v":6.6121842267740104E-5},1.3461326930634764E-7,1.3461326930634763E-6,4.9406555820332425E-14,-3.3453931777852658E-14,2.7233299867361095E-4,4.5277587509629904E-3,null,7.6929962281942451E-6,0,2.6237563388790235E-3,1.6425752298674638E-10,0,7.6926631799921877E-6,0,2.6236427501932398E-3,8.8370987312445543E-7,0,null,null,null,null,null,4.0981735159817352E-2,2.5907327807497683E-3,7.5961693604072552E-6,2590.7327807497686,7.5961693604072558,0.31586290244033111]
[null,null,null,null,null,null,null,null,null,null,null,null,null,null,null,null,null,null,null,null,null,null,null,null,null,null,null,null,null,null,null,null,null,null,null,null,null,74501.101867547011,1.3422620269132133E-2,36.100000000000243,12.28130980352231,-8.130980352230921E-2,{"$f":"IF(AN371<>\"\",Schadstoffbelastung!$K$4*Ergebnisse!AO371,\"\")","v":491.25239214089243},{"$f":"IF(AN371<>\"\",kf*Ergebnisse!AQ371*Ergebnisse!AM371,\"\")","v":6.5938943160099897E-5},1.3422620269132134E-7,1.3422620269132133E-6,4.9282937475191521E-14,-3.3370227912724441E-14,2.715499331370578E-4,4.5164300105823268E-3,null,7.6929962281942451E-6,0,2.6237563388790235E-3,1.6425752298674638E-10,0,7.6926631799921877E-6,0,2.6236427501932398E-3,8.8370987312445543E-7,0,null,null,null,null,null,4.1095890410958902E-2,2.5906414340475109E-3,7.5959015269101007E-6,2590.6414340475112,7.5959015269101009,0.31674274339420389]
[null,null,null,null,null,null,null,null,null,null,null,null,null,null,null,null,null,null,null,null,null,null,null,null,null,null,null,null,null,null,null,null,null,null,null,null,null,74715.343758208837,1.3384131688347432E-2,36.200000000000244,12.282652065549224,-8.2652065549222442E-2,{"$f":"IF(AN372<>\"\",Schadstoffbelastung!$K$4*Ergebnisse!AO372,\"\")","v":491.30608262196893},{"$f":"IF(AN372<>\"\",kf*Ergebnisse!AQ372*Ergebnisse!AM372,\"\")","v":6.5757053090985358E-5},1.3384131688347431E-7,1.338413168834743E-6,4.9159969659921888E-14,-3.3286964531284504E-14,2.7077127954118268E-4,4.505160886628441E-3,null,7.6929962281942451E-6,0,2.6237563388790235E-3,1.6425752298674638E-10,0,7.6926631799921877E-6,0,2.6236427501932398E-3,8.8370987312445543E-7,0,null,null,null,null,null,4.1210045662100458E-2,2.5905500905660491E-3,7.5956337028564937E-6,2590.5500905660492,7.5956337028564942,0.31762258434807672]
[null,null,null,null,null,null,null,null,null,null,null,null,null,null,null,null,null,null,null,null,null,null,null,null,null,null,null,null,null,null,null,null,null,null,null,null,null,74929.607219154685,1.3345859362043721E-2,36.300000000000246,12.283990478718058,-8.3990478718057204E-2,{"$f":"IF(AN373<>\"\",Schadstoffbelastung!$K$4*Ergebnisse!AO373,\"\")","v":491.35961914872235},{"$f":"IF(AN373<>\"\",kf*Ergebnisse!AQ373*Ergebnisse!AM373,\"\")","v":6.5576163733462142E-5},1.3345859362043722E-7,1.334585936204372E-6,4.903764716792624E-14,-3.320413810806649E-14,2.6999700093980765E-4,4.4939509019537973E-3,null,7.6929962281942451E-6,0,2.6237563388790235E-3,1.6425752298674638E-10,0,7.6926631799921877E-6,0,2.6236427501932398E-3,8.8370987312445543E-7,0,null,null,null,null,null,4.1324200913242008E-2,2.5904587503052692E-3,7.5953658882461004E-6,2590.4587503052694,7.5953658882461008,0.3185024253019495]
[null,null,null,null,null,null,null,null,null,null,null,null,null,null,null,null,null,null,null,null,null,null,null,null,null,null,null,null,null,null,null,null,null,null,null,null,null,75143.892189307313,1.3307801484127945E-2,36.400000000000247,12.285325064654263,-8.5325064654261595E-2,{"$f":"IF(AN374<>\"\",Schadstoffbelastung!$K$4*Ergebnisse!AO374,\"\")","v":491.41300258617048},{"$f":"IF(AN374<>\"\",kf*Ergebnisse!AQ374*Ergebnisse!AM374,\"\")","v":6.5396266851360096E-5},1.3307801484127947E-7,1.3307801484127945E-6,4.8915964848072308E-14,-3.3121745155160247E-14,2.6922706079428077E-4,4.4827995844938301E-3,null,7.6929962281942451E-6,0,2.6237563388790235E-3,1.6425752298674638E-10,0,7.6926631799921877E-6,0,2.6236427501932398E-3,8.8370987312445543E-7,0,null,null,null,null,null,4.1438356164383565E-2,2.5903674132650573E-3,7.595098083078588E-6,2590.3674132650572,7.5950980830785886,0.31938226625582228]
[null,null,null,null,null,null,null,null,null,null,null,null,null,null,null,null,null,null,null,null,null,null,null,null,null,null,null,null,null,null,null,null,null,null,null,null,null,75358.198607363825,1.3269956268597649E-2,36.500000000000249,12.286655844802675,-8.6655844802674409E-2,{"$f":"IF(AN375<>\"\",Schadstoffbelastung!$K$4*Ergebnisse!AO375,\"\")","v":491.466233792107},{"$f":"IF(AN375<>\"\",kf*Ergebnisse!AQ375*Ergebnisse!AM375,\"\")","v":6.5217354299136493E-5},1.326995626859765E-7,1.3269956268597649E-6,4.8794917604666154E-14,-3.3039782222193767E-14,2.6846142297239865E-4,4.4717064672645046E-3,null,7.6929962281942451E-6,0,2.6237563388790235E-3,1.6425752298674638E-10,0,7.6926631799921877E-6,0,2.6236427501932398E-3,8.8370987312445543E-7,0,null,null,null,null,null,4.1552511415525115E-2,2.5902760794452996E-3,7.5948302873536235E-6,2590.2760794452997,7.5948302873536235,0.32026210720969506]
[null,null,null,null,null,null,null,null,null,null,null,null,null,null,null,null,null,null,null,null,null,null,null,null,null,null,null,null,null,null,null,null,null,null,null,null,null,75572.526412233565,1.3232321949185701E-2,36.60000000000025,12.287982840429535,-8.7982840429534193E-2,{"$f":"IF(AN376<>\"\",Schadstoffbelastung!$K$4*Ergebnisse!AO376,\"\")","v":491.51931361718141},{"$f":"IF(AN376<>\"\",kf*Ergebnisse!AQ376*Ergebnisse!AM376,\"\")","v":6.5039418020253204E-5},1.3232321949185701E-7,1.32323219491857E-6,4.8674500396458197E-14,-3.2958245895660138E-14,2.6770005174121841E-4,4.4606710882712222E-3,null,7.6929962281942451E-6,0,2.6237563388790235E-3,1.6425752298674638E-10,0,7.6926631799921877E-6,0,2.6236427501932398E-3,8.8370987312445543E-7,0,null,null,null,null,null,4.1666666666666664E-2,2.5901847488458835E-3,7.5945625010708741E-6,2590.1847488458834,7.5945625010708744,0.32114194816356784]
[null,null,null,null,null,null,null,null,null,null,null,null,null,null,null,null,null,null,null,null,null,null,null,null,null,null,null,null,null,null,null,null,null,null,null,null,null,75786.875544027702,1.31948967789162E-2,36.700000000000252,12.289306072624454,-8.9306072624452781E-2,{"$f":"IF(AN377<>\"\",Schadstoffbelastung!$K$4*Ergebnisse!AO377,\"\")","v":491.57224290497817},{"$f":"IF(AN377<>\"\",kf*Ergebnisse!AQ377*Ergebnisse!AM377,\"\")","v":6.4862450045115083E-5},1.3194896778916201E-7,1.3194896778916201E-6,4.8554708235361021E-14,-3.2877132798049374E-14,2.6694291175807393E-4,4.4496929903913201E-3,null,7.6929962281942451E-6,0,2.6237563388790235E-3,1.6425752298674638E-10,0,7.6926631799921877E-6,0,2.6236427501932398E-3,8.8370987312445543E-7,0,null,null,null,null,null,4.1780821917808221E-2,2.5900934214666948E-3,7.5942947242300069E-6,2590.093421466695,7.5942947242300072,0.32202178911744067]
[null,null,null,null,null,null,null,null,null,null,null,null,null,null,null,null,null,null,null,null,null,null,null,null,null,null,null,null,null,null,null,null,null,null,null,null,null,76001.245942132751,1.3157679030175541E-2,36.800000000000253,12.290625562302345,-9.062556230234442E-2,{"$f":"IF(AN378<>\"\",Schadstoffbelastung!$K$4*Ergebnisse!AO378,\"\")","v":491.62502249209382},{"$f":"IF(AN378<>\"\",kf*Ergebnisse!AQ378*Ergebnisse!AM378,\"\")","v":6.4686442491538023E-5},1.3157679030175543E-7,1.3157679030175542E-6,4.8435536186814154E-14,-3.2796439588095376E-14,2.6618996807201292E-4,4.438771721407493E-3,null,7.6929962281942451E-6,0,2.6237563388790235E-3,1.6425752298674638E-10,0,7.6926631799921877E-6,0,2.6236427501932398E-3,8.8370987312445543E-7,0,null,null,null,null,null,4.1894977168949771E-2,2.59000209730762E-3,7.594026956830689E-6,2590.0020973076203,7.5940269568306897,0.32290163007131345]
[null,null,null,null,null,null,null,null,null,null,null,null,null,null,null,null,null,null,null,null,null,null,null,null,null,null,null,null,null,null,null,null,null,null,null,null,null,76215.637546958184,1.3120666994143973E-2,36.900000000000254,12.291941330205363,-9.1941330205361993E-2,{"$f":"IF(AN379<>\"\",Schadstoffbelastung!$K$4*Ergebnisse!AO379,\"\")","v":491.67765320821451},{"$f":"IF(AN379<>\"\",kf*Ergebnisse!AQ379*Ergebnisse!AM379,\"\")","v":6.4511387562071865E-5},1.3120666994143973E-7,1.3120666994143972E-6,4.8316979368099018E-14,-3.2716162959635005E-14,2.6544118611229734E-4,4.4279068338533827E-3,null,7.6929962281942451E-6,0,2.6237563388790235E-3,1.6425752298674638E-10,0,7.6926631799921877E-6,0,2.6236427501932398E-3,8.8370987312445543E-7,0,null,null,null,null,null,4.2009132420091327E-2,2.5899107763685454E-3,7.5937591988725876E-6,2589.9107763685456,7.5937591988725881,0.32378147102518623]
[null,null,null,null,null,null,null,null,null,null,null,null,null,null,null,null,null,null,null,null,null,null,null,null,null,null,null,null,null,null,null,null,null,null,null,null,null,76430.050298967297,1.3083858980706778E-2,37.000000000000256,12.293253396904777,-9.3253396904776409E-2,{"$f":"IF(AN380<>\"\",Schadstoffbelastung!$K$4*Ergebnisse!AO380,\"\")","v":491.73013587619107},{"$f":"IF(AN380<>\"\",kf*Ergebnisse!AQ380*Ergebnisse!AM380,\"\")","v":6.4337277543678677E-5},1.308385898070678E-7,1.308385898070678E-6,4.8199032948187246E-14,-3.263629964150534E-14,2.6469653168660639E-4,4.4170978849996656E-3,null,7.6929962281942451E-6,0,2.6237563388790235E-3,1.6425752298674638E-10,0,7.6926631799921877E-6,0,2.6236427501932398E-3,8.8370987312445543E-7,0,null,null,null,null,null,4.2123287671232877E-2,2.5898194586493582E-3,7.5934914503553696E-6,2589.8194586493582,7.5934914503553701,0.32466131197905901]
[null,null,null,null,null,null,null,null,null,null,null,null,null,null,null,null,null,null,null,null,null,null,null,null,null,null,null,null,null,null,null,null,null,null,null,null,null,76644.484139056454,1.3047253318134536E-2,37.100000000000257,12.294561782802848,-9.4561782802847105E-2,{"$f":"IF(AN381<>\"\",Schadstoffbelastung!$K$4*Ergebnisse!AO381,\"\")","v":491.7824713121139},{"$f":"IF(AN381<>\"\",kf*Ergebnisse!AQ381*Ergebnisse!AM381,\"\")","v":6.4164104806273812E-5},1.3047253318134537E-7,1.3047253318134537E-6,4.8081692146846527E-14,-3.2556846396938237E-14,2.6395597097456791E-4,4.4063444367721171E-3,null,7.6929962281942451E-6,0,2.6237563388790235E-3,1.6425752298674638E-10,0,7.6926631799921877E-6,0,2.6236427501932398E-3,8.8370987312445543E-7,0,null,null,null,null,null,4.2237442922374427E-2,2.5897281441499445E-3,7.5932237112787032E-6,2589.7281441499445,7.5932237112787035,0.32554115293293179]
[null,null,null,null,null,null,null,null,null,null,null,null,null,null,null,null,null,null,null,null,null,null,null,null,null,null,null,null,null,null,null,null,null,null,null,null,null,76858.939008446585,1.3010848352852192E-2,37.200000000000259,12.295866508134662,-9.5866508134660577E-2,{"$f":"IF(AN382<>\"\",Schadstoffbelastung!$K$4*Ergebnisse!AO382,\"\")","v":491.83466032538649},{"$f":"IF(AN382<>\"\",kf*Ergebnisse!AQ382*Ergebnisse!AM382,\"\")","v":6.3991861801701729E-5},1.3010848352852193E-7,1.3010848352852191E-6,4.7964952234029146E-14,-3.2477800023146324E-14,2.6321947052308667E-4,4.395646055695571E-3,null,7.6929962281942451E-6,0,2.6237563388790235E-3,1.6425752298674638E-10,0,7.6926631799921877E-6,0,2.6236427501932398E-3,8.8370987312445543E-7,0,null,null,null,null,null,4.2351598173515984E-2,2.5896368328701905E-3,7.5929559816422545E-6,2589.6368328701906,7.5929559816422545,0.32642099388680462]
[null,null,null,null,null,null,null,null,null,null,null,null,null,null,null,null,null,null,null,null,null,null,null,null,null,null,null,null,null,null,null,null,null,null,null,null,null,77073.414848489861,1.2974642449225898E-2,37.30000000000026,12.297167592969947,-9.7167592969945815E-2,{"$f":"IF(AN383<>\"\",Schadstoffbelastung!$K$4*Ergebnisse!AO383,\"\")","v":491.88670371879789},{"$f":"IF(AN383<>\"\",kf*Ergebnisse!AQ383*Ergebnisse!AM383,\"\")","v":6.3820541062797182E-5},1.29746424492259E-7,1.2974642449225899E-6,4.7848808529314894E-14,-3.2399157350945751E-14,2.6248699724203166E-4,4.3850023128428704E-3,null,{"$f":"IF(AN383<>\"\",$S$37,\"\")","v":7.6929962281942451E-6},{"$f":"IF(AN384<>\"\",IF($S$39<>0,$S$39,0),\"\")","v":0},2.6237563388790235E-3,1.6425752298674638E-10,0,7.6926631799921877E-6,0,2.6236427501932398E-3,8.8370987312445543E-7,0,null,null,null,null,null,4.2465753424657533E-2,2.5895455248099832E-3,7.5926882614456908E-6,2589.5455248099834,7.5926882614456908,0.32730083484067735]
[null,null,null,null,null,null,null,null,null,null,null,null,null,null,null,null,null,null,null,null,null,null,null,null,null,null,null,null,null,null,null,null,null,null,null,null,null,77287.911601448737,1.2938633989189968E-2,37.400000000000261,12.298465057214869,-9.8465057214868423E-2,{"$f":"IF(AN384<>\"\",Schadstoffbelastung!$K$4*Ergebnisse!AO384,\"\")","v":491.93860228859478},{"$f":"IF(AN384<>\"\",kf*Ergebnisse!AQ384*Ergebnisse!AM384,\"\")","v":6.365013520165818E-5},1.2938633989189968E-7,1.2938633989189967E-6,4.7733256400839275E-14,-3.2320915244030493E-14,2.6175851839668935E-4,4.3744127837366427E-3,null,7.6929962281942451E-6,0,2.6237563388790235E-3,1.6425752298674638E-10,0,7.6926631799921877E-6,0,2.6236427501932398E-3,8.8370987312445543E-7,0,null,null,null,null,null,4.257990867579909E-2,2.5894542199692084E-3,7.592420550688679E-6,2589.4542199692087,7.5924205506886793,0.32818067579455018]
[null,null,null,null,null,null,null,null,null,null,null,null,null,null,null,null,null,null,null,null,null,null,null,null,null,null,null,null,null,null,null,null,null,null,null,null,null,77502.429208870104,1.2902821372282419E-2,37.500000000000263,12.299758920613789,-9.9758920613787438E-2,{"$f":"IF(AN385<>\"\",Schadstoffbelastung!$K$4*Ergebnisse!AO385,\"\")","v":491.99035682455155},{"$f":"IF(AN385<>\"\",kf*Ergebnisse!AQ385*Ergebnisse!AM385,\"\")","v":6.3480636909926772E-5},1.2902821372282418E-7,1.2902821372282418E-6,4.7618291265529825E-14,-3.2243070599132353E-14,2.6103400160848282E-4,4.3638770483709569E-3,null,7.6929962281942451E-6,0,2.6237563388790235E-3,1.6425752298674638E-10,0,7.6926631799921877E-6,0,2.6236427501932398E-3,8.8370987312445543E-7,0,null,null,null,null,null,4.269406392694064E-2,2.5893629183477529E-3,7.5921528493708864E-6,2589.3629183477528,7.592152849370887,0.32906051674842296]
[null,null,null,null,null,null,null,null,null,null,null,null,null,null,null,null,null,null,null,null,null,null,null,null,null,null,null,null,null,null,null,null,null,null,null,null,null,77716.967613683606,1.2867203015058766E-2,37.600000000000264,12.301049202751017,-0.1010492027510157,{"$f":"IF(AN386<>\"\",Schadstoffbelastung!$K$4*Ergebnisse!AO386,\"\")","v":492.04196811004067},{"$f":"IF(AN386<>\"\",kf*Ergebnisse!AQ386*Ergebnisse!AM386,\"\")","v":6.3312038956009648E-5},1.2867203015058767E-7,1.2867203015058766E-6,4.7503908587344951E-14,-3.2165620344828447E-14,2.6031341484311198E-4,4.3533946910499274E-3,null,7.6929962281942451E-6,0,2.6237563388790235E-3,1.6425752298674638E-10,0,7.6926631799921877E-6,0,2.6236427501932398E-3,8.8370987312445543E-7,0,null,null,null,null,null,4.2808219178082189E-2,2.5892716199455031E-3,7.59188515749198E-6,2589.2716199455031,7.5918851574919799,0.32994035770229574]
[null,null,null,null,null,null,null,null,null,null,null,null,null,null,null,null,null,null,null,null,null,null,null,null,null,null,null,null,null,null,null,null,null,null,null,null,null,77931.526758293534,1.2831777351180835E-2,37.700000000000266,12.302335923052523,-0.10233592305252159,{"$f":"IF(AN387<>\"\",Schadstoffbelastung!$K$4*Ergebnisse!AO387,\"\")","v":492.09343692210092},{"$f":"IF(AN387<>\"\",kf*Ergebnisse!AQ387*Ergebnisse!AM387,\"\")","v":6.3144334185617497E-5},1.2831777351180835E-7,1.2831777351180835E-6,4.7390103877678295E-14,-3.2088561441815017E-14,2.5959672641235075E-4,4.3429653004247665E-3,null,7.6929962281942451E-6,0,2.6237563388790235E-3,1.6425752298674638E-10,0,7.6926631799921877E-6,0,2.6236427501932398E-3,8.8370987312445543E-7,0,null,null,null,null,null,4.2922374429223746E-2,2.5891803247623459E-3,7.5916174750516278E-6,2589.1803247623461,7.5916174750516285,0.33082019865616852]
[null,null,null,null,null,null,null,null,null,null,null,null,null,null,null,null,null,null,null,null,null,null,null,null,null,null,null,null,null,null,null,null,null,null,null,null,null,78146.106586100403,1.2796542830937159E-2,37.800000000000267,12.303619100787641,-0.1036191007876397,{"$f":"IF(AN388<>\"\",Schadstoffbelastung!$K$4*Ergebnisse!AO388,\"\")","v":492.14476403150564},{"$f":"IF(AN388<>\"\",kf*Ergebnisse!AQ388*Ergebnisse!AM388,\"\")","v":6.2977515519506237E-5},1.279654283093716E-7,1.2796542830937158E-6,4.7276872693934739E-14,-3.2011890881943212E-14,2.5888390496434408E-4,4.3325884693632948E-3,null,7.6929962281942451E-6,0,2.6237563388790235E-3,1.6425752298674638E-10,0,7.6926631799921877E-6,0,2.6236427501932398E-3,8.8370987312445543E-7,0,null,null,null,null,null,4.3036529680365296E-2,2.5890890327981675E-3,7.591349802049496E-6,2589.0890327981679,7.5913498020494963,0.3317000396100413]
[null,null,null,null,null,null,null,null,null,null,null,null,null,null,null,null,null,null,null,null,null,null,null,null,null,null,null,null,null,null,null,null,null,null,null,null,null,78360.707040369001,1.2761497921207439E-2,37.900000000000269,12.304898755070734,-0.10489875507073343,{"$f":"IF(AN389<>\"\",Schadstoffbelastung!$K$4*Ergebnisse!AO389,\"\")","v":492.19595020282941},{"$f":"IF(AN389<>\"\",kf*Ergebnisse!AQ389*Ergebnisse!AM389,\"\")","v":6.2811575953401283E-5},1.2761497921207442E-7,1.2761497921207441E-6,4.7164210639531161E-14,-3.1935605688219612E-14,2.5817491948288898E-4,4.3222637949499989E-3,null,7.6929962281942451E-6,0,2.6237563388790235E-3,1.6425752298674638E-10,0,7.6926631799921877E-6,0,2.6236427501932398E-3,8.8370987312445543E-7,0,null,null,null,null,null,4.3150684931506852E-2,2.5889977440528545E-3,7.5910821384852527E-6,2588.9977440528546,7.5910821384852527,0.33257988056391413]
[null,null,null,null,null,null,null,null,null,null,null,null,null,null,null,null,null,null,null,null,null,null,null,null,null,null,null,null,null,null,null,null,null,null,null,null,null,78575.328064835281,1.2726641105142808E-2,38.00000000000027,12.306174904862855,-0.10617490486285419,{"$f":"IF(AN390<>\"\",Schadstoffbelastung!$K$4*Ergebnisse!AO390,\"\")","v":492.24699619451422},{"$f":"IF(AN390<>\"\",kf*Ergebnisse!AQ390*Ergebnisse!AM390,\"\")","v":6.2646508556521815E-5},1.2726641105142811E-7,1.2726641105142811E-6,4.7052113362981835E-14,-3.1859702914186921E-14,2.5746973928096606E-4,4.3119908784022224E-3,null,7.6929962281942451E-6,0,2.6237563388790235E-3,1.6425752298674638E-10,0,7.6926631799921877E-6,0,2.6236427501932398E-3,8.8370987312445543E-7,0,null,null,null,null,null,4.3264840182648402E-2,2.5889064585262926E-3,7.5908144843585641E-6,2588.9064585262927,7.5908144843585648,0.33345972151778691]
[null,null,null,null,null,null,null,null,null,null,null,null,null,null,null,null,null,null,null,null,null,null,null,null,null,null,null,null,null,null,null,null,null,null,null,null,null,78789.969603252495,1.2691970882023715E-2,38.100000000000271,12.30744756897337,-0.10744756897336849,{"$f":"IF(AN391<>\"\",Schadstoffbelastung!$K$4*Ergebnisse!AO391,\"\")","v":492.29790275893481},{"$f":"IF(AN391<>\"\",kf*Ergebnisse!AQ391*Ergebnisse!AM391,\"\")","v":6.2482306470977437E-5},1.2691970882023717E-7,1.2691970882023715E-6,4.6940576557553373E-14,-3.1784179643690338E-14,2.5676833399786441E-4,4.3017693250385425E-3,null,7.6929962281942451E-6,0,2.6237563388790235E-3,1.6425752298674638E-10,0,7.6926631799921877E-6,0,2.6236427501932398E-3,8.8370987312445543E-7,0,null,null,null,null,null,4.3378995433789952E-2,2.5888151762183697E-3,7.5905468396690982E-6,2588.8151762183697,7.5905468396690985,0.33433956247165969]
[null,null,null,null,null,null,null,null,null,null,null,null,null,null,null,null,null,null,null,null,null,null,null,null,null,null,null,null,null,null,null,null,null,null,null,null,null,79004.631600163106,1.2657485766922424E-2,38.200000000000273,12.308716766061572,-0.10871676606157088,{"$f":"IF(AN392<>\"\",Schadstoffbelastung!$K$4*Ergebnisse!AO392,\"\")","v":492.34867064246288},{"$f":"IF(AN392<>\"\",kf*Ergebnisse!AQ392*Ergebnisse!AM392,\"\")","v":6.2318962910201507E-5},1.2657485766922426E-7,1.2657485766922426E-6,4.6829595960288633E-14,-3.1709032990216631E-14,2.5607067359235372E-4,4.291598744189315E-3,null,7.6929962281942451E-6,0,2.6237563388790235E-3,1.6425752298674638E-10,0,7.6926631799921877E-6,0,2.6236427501932398E-3,8.8370987312445543E-7,0,null,null,null,null,null,4.3493150684931509E-2,2.5887238971289712E-3,7.590279204416522E-6,2588.7238971289712,7.5902792044165226,0.33521940342553247]
[null,null,null,null,null,null,null,null,null,null,null,null,null,null,null,null,null,null,null,null,null,null,null,null,null,null,null,null,null,null,null,null,null,null,null,null,null,79219.31400004543,1.262318429063196E-2,38.300000000000274,12.309982514638264,-0.10998251463826314,{"$f":"IF(AN393<>\"\",Schadstoffbelastung!$K$4*Ergebnisse!AO393,\"\")","v":492.39930058553057},{"$f":"IF(AN393<>\"\",kf*Ergebnisse!AQ393*Ergebnisse!AM393,\"\")","v":6.2156471158694354E-5},1.2623184290631964E-7,1.2623184290631963E-6,4.6719167351885903E-14,-3.1634260096812314E-14,2.5537672834124661E-4,4.2814787491856085E-3,null,7.6929962281942451E-6,0,2.6237563388790235E-3,1.6425752298674638E-10,0,7.6926631799921877E-6,0,2.6236427501932398E-3,8.8370987312445543E-7,0,null,null,null,null,null,4.3607305936073058E-2,2.5886326212579843E-3,7.5900115786005028E-6,2588.6326212579843,7.5900115786005031,0.33609924437940525]
[null,null,null,null,null,null,null,null,null,null,null,null,null,null,null,null,null,null,null,null,null,null,null,null,null,null,null,null,null,null,null,null,null,null,null,null,null,79434.016747909787,1.2589064999364118E-2,38.400000000000276,12.311244833067327,-0.11124483306732635,{"$f":"IF(AN394<>\"\",Schadstoffbelastung!$K$4*Ergebnisse!AO394,\"\")","v":492.4497933226931},{"$f":"IF(AN394<>\"\",kf*Ergebnisse!AQ394*Ergebnisse!AM394,\"\")","v":6.1994824570628103E-5},1.2589064999364119E-7,1.2589064999364118E-6,4.6609286555833235E-14,-3.1559858135497514E-14,2.5468646883328947E-4,4.2714089572798656E-3,null,7.6929962281942451E-6,0,2.6237563388790235E-3,1.6425752298674638E-10,0,7.6926631799921877E-6,0,2.6236427501932398E-3,8.8370987312445543E-7,0,null,null,null,null,null,4.3721461187214615E-2,2.5885413486052954E-3,7.5897439622207084E-6,2588.5413486052958,7.5897439622207088,0.33697908533327808]
[null,null,null,null,null,null,null,null,null,null,null,null,null,null,null,null,null,null,null,null,null,null,null,null,null,null,null,null,null,null,null,null,null,null,null,null,null,79648.739788807827,1.2555126454625131E-2,38.500000000000277,12.312503739567264,-0.11250373956726278,{"$f":"IF(AN395<>\"\",Schadstoffbelastung!$K$4*Ergebnisse!AO395,\"\")","v":492.50014958269054},{"$f":"IF(AN395<>\"\",kf*Ergebnisse!AQ395*Ergebnisse!AM395,\"\")","v":6.183401656932472E-5},1.255512645462513E-7,1.2555126454625129E-6,{"$f":"IF(AN395<>\"\",(AX395*$S$36)/A0*(d_50*2)*1000000,\"\")","v":4.6499949438113392E-14},{"$f":"IF(AU395<>\"\",AU395*($S$41-$S$40),\"\")","v":-3.1485824307066153E-14},2.5399986596664689E-4,4.2613889896188657E-3,null,7.6929962281942451E-6,0,{"$f":"IF(AN395<>\"\",IF(AZ395<Lw,(AZ395*pb)/(Kd*pb+Theta_w),(Sättigungskonz*pb)/(Kd*pb+Theta_w)),\"\")","v":2.6237563388790235E-3},{"$f":"IF(AN395<>\"\",IF(BA395=0,n*$AO$4*((AZ395/$S$10)-BB395),0),\"\")","v":1.6425752298674638E-10},{"$f":"IF(AN395<>\"\",IF(BA395<>0,IF(AU395*(Sättigungskonz-BB395)<0,AU395*((Sättigungskonz-BB395)*(-1)),AU395*(Sättigungskonz-BB395)),0),\"\")","v":0},{"$f":"IF(AN395<>\"\",IF(Sättigungskonz>=AZ395,IF(AZ395-(BC395+BD395)*$BC$4/pb>0,AZ395-(BC395+BD395)*$BC$4/pb,0),IF(AZ395-(BC395+BD395)*$BC$4/pb>Sättigungskonz,AZ395-(BC395+BD395)*$BC$4/pb,Sättigungskonz)),\"\")","v":7.6926631799921877E-6},0,{"$f":"IF(AN395<>\"\",IF(BE395<Lw,(BE395*pb)/(Kd*pb+Theta_w),(Sättigungskonz*pb)/(Kd*pb+Theta_w)),\"\")","v":2.6236427501932398E-3},{"$f":"IF(AN395<>\"\",IF(BF394=0,n*$AO$4*(BE395-(BG395/$S$10))*(-1),0),\"\")","v":8.8370987312445543E-7},{"$f":"IF(AN395<>\"\",IF(BF395<>0,AU395*(Sättigungskonz-BG395),0),\"\")","v":0},null,null,null,null,null,4.3835616438356165E-2,2.5884500791707905E-3,7.5894763552768051E-6,2588.4500791707906,7.5894763552768056,{"$f":"IF(BO395<>\"\",BO395*(0.1*Retardation),\"\")","v":0.33785892628715086}]
[null,null,null,null,null,null,null,null,null,null,null,null,null,null,null,null,null,null,null,null,null,null,null,null,null,null,null,null,null,null,null,null,null,null,null,null,null,{"$f":"IF(AN396<>\"\",IF(((AN397-AN396)/AT396)<0,((AN397-AN396)/AT396)*(-1),((AN397-AN396)/AT396)),\"\")","v":79863.483068139481},1.2521367232966972E-2,{"$f":"IF(AN395>=$AS$6+0.1,\"\",AN395+0.1)","v":38.600000000000279},12.313759252212726,-0.11375925221272531,{"$f":"IF(AN396<>\"\",Schadstoffbelastung!$K$4*Ergebnisse!AO396,\"\")","v":492.55037008850906},{"$f":"IF(AN396<>\"\",kf*Ergebnisse!AQ396*Ergebnisse!AM396,\"\")","v":6.1674040646120129E-5},1.2521367232966972E-7,1.2521367232966972E-6,4.6391151906505183E-14,-3.1412155840612925E-14,2.5331689094387034E-4,4.251418471179701E-3,null,7.6929962281942451E-6,0,2.6237563388790235E-3,1.6425752298674638E-10,0,7.6926631799921877E-6,{"$f":"IF(AN396<>\"\",IF(BA396<>0,BA396-((BH396+BD396)*$BC$4),0),\"\")","v":0},2.6236427501932398E-3,8.8370987312445543E-7,0,null,null,null,null,null,4.3949771689497714E-2,2.5883588129543568E-3,7.5892087577684609E-6,{"$f":"IF(BP396<>\"\",BP396/(1*10^-6),\"\")","v":2588.3588129543568},{"$f":"IF(BQ396<>\"\",BQ396/(1*10^-6),\"\")","v":7.5892087577684615},0.33873876724102359]
[null,null,null,null,null,null,null,null,null,null,null,null,null,null,null,null,null,null,null,null,null,null,null,null,null,null,null,null,null,null,null,null,null,null,null,null,null,80078.24653187592,1.2487785925756435E-2,38.70000000000028,12.315011388936023,-0.11501138893602203,{"$f":"IF(AN397<>\"\",Schadstoffbelastung!$K$4*Ergebnisse!AO397,\"\")","v":492.60045555744091},{"$f":"IF(AN397<>\"\",kf*Ergebnisse!AQ397*Ergebnisse!AM397,\"\")","v":6.1514890359314197E-5},1.2487785925756436E-7,1.2487785925756434E-6,4.6282889909941402E-14,-3.133884999309849E-14,2.526375152672264E-4,4.2414970307109315E-3,null,7.6929962281942451E-6,0,2.6237563388790235E-3,1.6425752298674638E-10,0,7.6926631799921877E-6,0,2.6236427501932398E-3,8.8370987312445543E-7,0,null,null,null,null,null,4.4063926940639271E-2,2.5882675499558807E-3,7.5889411696953429E-6,2588.2675499558809,7.5889411696953433,0.33961860819489642]
[null,null,null,null,null,null,null,null,null,null,null,null,null,null,null,null,null,null,null,null,null,null,null,null,null,null,null,null,null,null,null,null,null,null,null,null,null,80293.030125893332,1.2454381139086302E-2,38.800000000000281,12.316260167528599,-0.11626016752859769,{"$f":"IF(AN398<>\"\",Schadstoffbelastung!$K$4*Ergebnisse!AO398,\"\")","v":492.65040670114394},{"$f":"IF(AN398<>\"\",kf*Ergebnisse!AQ398*Ergebnisse!AM398,\"\")","v":6.1356559333819238E-5},1.2454381139086305E-7,1.2454381139086303E-6,4.6175159438322199E-14,-3.1265904049223129E-14,2.5196171073689987E-4,4.2316243007154827E-3,null,7.6929962281942451E-6,0,2.6237563388790235E-3,1.6425752298674638E-10,0,7.6926631799921877E-6,0,2.6236427501932398E-3,8.8370987312445543E-7,0,null,null,null,null,null,4.4178082191780821E-2,2.5881762901752486E-3,7.5886735910571191E-6,2588.1762901752486,7.5886735910571197,0.3404984491487692]
[null,null,null,null,null,null,null,null,null,null,null,null,null,null,null,null,null,null,null,null,null,null,null,null,null,null,null,null,null,null,null,null,null,null,null,null,null,80507.8337966861,1.2421151493473382E-2,38.900000000000283,12.317505605642507,-0.11750560564250634,{"$f":"IF(AN399<>\"\",Schadstoffbelastung!$K$4*Ergebnisse!AO399,\"\")","v":492.70022422570031},{"$f":"IF(AN399<>\"\",kf*Ergebnisse!AQ399*Ergebnisse!AM399,\"\")","v":6.1199041259757283E-5},1.2421151493473382E-7,1.2421151493473381E-6,4.6067956521640264E-14,-3.1193315320834407E-14,2.512894494448846E-4,4.2217999173704765E-3,null,7.6929962281942451E-6,0,2.6237563388790235E-3,1.6425752298674638E-10,0,7.6926631799921877E-6,0,2.6236427501932398E-3,8.8370987312445543E-7,0,null,null,null,null,null,4.4292237442922378E-2,2.5880850336123468E-3,7.5884060218534558E-6,2588.0850336123467,7.5884060218534559,0.34137829010264203]
[null,null,null,null,null,null,null,null,null,null,null,null,null,null,null,null,null,null,null,null,null,null,null,null,null,null,null,null,null,null,null,null,null,null,null,null,null,80722.657490501966,1.2388095623805209E-2,39.000000000000284,12.318747720791855,-0.11874772079185369,{"$f":"IF(AN400<>\"\",Schadstoffbelastung!$K$4*Ergebnisse!AO400,\"\")","v":492.74990883167419},{"$f":"IF(AN400<>\"\",kf*Ergebnisse!AQ400*Ergebnisse!AM400,\"\")","v":6.1042329892280786E-5},1.2388095623805209E-7,1.2388095623805209E-6,4.5961277229905658E-14,-3.1121081146876256E-14,2.5062070377390537E-4,4.2120235205203417E-3,null,7.6929962281942451E-6,0,2.6237563388790235E-3,1.6425752298674638E-10,0,7.6926631799921877E-6,0,2.6236427501932398E-3,8.8370987312445543E-7,0,null,null,null,null,null,4.4406392694063927E-2,2.5879937802670626E-3,7.5881384620840208E-6,2587.9937802670629,7.5881384620840215,0.34225813105651476]
[null,null,null,null,null,null,null,null,null,null,null,null,null,null,null,null,null,null,null,null,null,null,null,null,null,null,null,null,null,null,null,null,null,null,null,null,null,80937.501154446742,1.2355212178984767E-2,39.100000000000286,12.319986530354235,-0.11998653035423423,{"$f":"IF(AN401<>\"\",Schadstoffbelastung!$K$4*Ergebnisse!AO401,\"\")","v":492.79946121416941},{"$f":"IF(AN401<>\"\",kf*Ergebnisse!AQ401*Ergebnisse!AM401,\"\")","v":6.0886419049904382E-5},1.235521217898477E-7,1.2355212178984769E-6,4.5855117672095098E-14,-3.1049198892677515E-14,2.4995544639023034E-4,4.2022947535805232E-3,null,7.6929962281942451E-6,0,2.6237563388790235E-3,1.6425752298674638E-10,0,7.6926631799921877E-6,0,2.6236427501932398E-3,8.8370987312445543E-7,0,null,null,null,null,null,4.4520547945205477E-2,2.5879025301392814E-3,7.5878709117484814E-6,2587.9025301392817,7.5878709117484817,0.34313797201038754]
[null,null,null,null,null,null,null,null,null,null,null,null,null,null,null,null,null,null,null,null,null,null,null,null,null,null,null,null,null,null,null,null,null,null,null,null,null,81152.36473588823,1.2322499821841684E-2,39.200000000000287,12.321222051572134,-0.12122205157213273,{"$f":"IF(AN402<>\"\",Schadstoffbelastung!$K$4*Ergebnisse!AO402,\"\")","v":492.84888206288537},{"$f":"IF(AN402<>\"\",kf*Ergebnisse!AQ402*Ergebnisse!AM402,\"\")","v":6.0731302614147782E-5},1.2322499821841685E-7,1.2322499821841685E-6,4.5749473995959215E-14,-3.0977665949821436E-14,2.4929365024187411E-4,4.1926132635198201E-3,null,7.6929962281942451E-6,0,2.6237563388790235E-3,1.6425752298674638E-10,0,7.6926631799921877E-6,0,2.6236427501932398E-3,8.8370987312445543E-7,0,null,null,null,null,null,4.4634703196347034E-2,2.5878112832288906E-3,7.5876033708465045E-6,2587.8112832288907,7.5876033708465052,0.34401781296426037]
[null,null,null,null,null,null,null,null,null,null,null,null,null,null,null,null,null,null,null,null,null,null,null,null,null,null,null,null,null,null,null,null,null,null,null,null,null,81367.24818174199,1.2289957229061168E-2,39.300000000000288,12.322454301554318,-0.12245430155431691,{"$f":"IF(AN403<>\"\",Schadstoffbelastung!$K$4*Ergebnisse!AO403,\"\")","v":492.8981720621727},{"$f":"IF(AN403<>\"\",kf*Ergebnisse!AQ403*Ergebnisse!AM403,\"\")","v":6.0576974529265347E-5},1.2289957229061169E-7,1.2289957229061168E-6,4.5644342387885882E-14,-3.0906479736053143E-14,2.4863528855716057E-4,4.1829787008478567E-3,null,7.6929962281942451E-6,0,2.6237563388790235E-3,1.6425752298674638E-10,0,7.6926631799921877E-6,0,2.6236427501932398E-3,8.8370987312445543E-7,0,null,null,null,null,null,4.4748858447488583E-2,2.5877200395357765E-3,7.5873358393777583E-6,2587.7200395357768,7.5873358393777588,0.34489765391813315]
[null,null,null,null,null,null,null,null,null,null,null,null,null,null,null,null,null,null,null,null,null,null,null,null,null,null,null,null,null,null,null,null,null,null,null,null,null,81582.1514403537,1.2257583090722161E-2,39.40000000000029,12.323683297277224,-0.12368329727722305,{"$f":"IF(AN404<>\"\",Schadstoffbelastung!$K$4*Ergebnisse!AO404,\"\")","v":492.94733189108899},{"$f":"IF(AN404<>\"\",kf*Ergebnisse!AQ404*Ergebnisse!AM404,\"\")","v":6.0423428800048177E-5},1.2257583090722162E-7,1.2257583090722162E-6,4.5539719071499905E-14,-3.0835637694331451E-14,2.4798033483537917E-4,4.1733907194867591E-3,null,7.6929962281942451E-6,0,2.6237563388790235E-3,1.6425752298674638E-10,0,7.6926631799921877E-6,0,2.6236427501932398E-3,8.8370987312445543E-7,0,null,null,null,null,null,4.486301369863014E-2,2.5876287990598259E-3,7.5870683173419098E-6,2587.6287990598262,7.5870683173419105,0.34577749487200599]
[null,null,null,null,null,null,null,null,null,null,null,null,null,null,null,null,null,null,null,null,null,null,null,null,null,null,null,null,null,null,null,null,null,null,null,null,null,81797.07445906222,1.2225376110492729E-2,39.500000000000291,12.324909055586296,-0.12490905558629528,{"$f":"IF(AN405<>\"\",Schadstoffbelastung!$K$4*Ergebnisse!AO405,\"\")","v":492.99636222345185},{"$f":"IF(AN405<>\"\",kf*Ergebnisse!AQ405*Ergebnisse!AM405,\"\")","v":6.0270659492864091E-5},1.222537611049273E-7,1.2225376110492729E-6,4.5435600308383717E-14,-3.0765137293316858E-14,2.4732876285073755E-4,4.1638489768371983E-3,null,7.6929962281942451E-6,0,2.6237563388790235E-3,1.6425752298674638E-10,0,7.6926631799921877E-6,0,2.6236427501932398E-3,8.8370987312445543E-7,0,null,null,null,null,null,4.497716894977169E-2,2.5875375618009252E-3,7.586800804738627E-6,2587.5375618009252,7.5868008047386271,0.34665733582587871]
[null,null,null,null,null,null,null,null,null,null,null,null,null,null,null,null,null,null,null,null,null,null,null,null,null,null,null,null,null,null,null,null,null,null,null,null,null,82012.01718636218,1.2193335005132692E-2,39.600000000000293,12.326131593197346,-0.12613159319734457,{"$f":"IF(AN406<>\"\",Schadstoffbelastung!$K$4*Ergebnisse!AO406,\"\")","v":493.04526372789383},{"$f":"IF(AN406<>\"\",kf*Ergebnisse!AQ406*Ergebnisse!AM406,\"\")","v":6.0118660733282089E-5},1.2193335005132695E-7,1.2193335005132695E-6,4.5331982396559333E-14,-3.0694976026343663E-14,2.4668054664229988E-4,4.1543531336392745E-3,null,7.6929962281942451E-6,0,2.6237563388790235E-3,1.6425752298674638E-10,0,7.6926631799921877E-6,0,2.6236427501932398E-3,8.8370987312445543E-7,0,null,null,null,null,null,4.509132420091324E-2,2.5874463277589608E-3,7.5865333015675761E-6,2587.4463277589607,7.5865333015675764,0.34753717677975149]
[null,null,null,null,null,null,null,null,null,null,null,null,null,null,null,null,null,null,null,null,null,null,null,null,null,null,null,null,null,null,null,null,null,null,null,null,null,82226.979571270989,1.2161458504422566E-2,39.700000000000294,12.327350926697859,-0.12735092669785786,{"$f":"IF(AN407<>\"\",Schadstoffbelastung!$K$4*Ergebnisse!AO407,\"\")","v":493.09403706791437},{"$f":"IF(AN407<>\"\",kf*Ergebnisse!AQ407*Ergebnisse!AM407,\"\")","v":5.996742670579644E-5},1.2161458504422568E-7,1.2161458504422566E-6,4.5228861670344718E-14,-3.0625151411322697E-14,2.4603566051254887E-4,4.1449028539593509E-3,null,7.6929962281942451E-6,0,2.6237563388790235E-3,1.6425752298674638E-10,0,7.6926631799921877E-6,0,2.6236427501932398E-3,8.8370987312445543E-7,0,null,null,null,null,null,4.5205479452054796E-2,2.5873550969338194E-3,7.5862658078284252E-6,2587.3550969338194,7.5862658078284255,0.34841701773362432]
[null,null,null,null,null,null,null,null,null,null,null,null,null,null,null,null,null,null,null,null,null,null,null,null,null,null,null,null,null,null,null,null,null,null,null,null,null,82441.961561605713,1.212974535125238E-2,39.800000000000296,12.328567072548301,-0.12856707254830013,{"$f":"IF(AN408<>\"\",Schadstoffbelastung!$K$4*Ergebnisse!AO408,\"\")","v":493.14268290193206},{"$f":"IF(AN408<>\"\",kf*Ergebnisse!AQ408*Ergebnisse!AM408,\"\")","v":5.9816951654338379E-5},1.2129745351252381E-7,1.212974535125238E-6,4.51262345007276E-14,-3.0555660990994468E-14,2.4539407902918279E-4,4.1354978052243153E-3,null,7.6929962281942451E-6,0,2.6237563388790235E-3,1.6425752298674638E-10,0,7.6926631799921877E-6,0,2.6236427501932398E-3,8.8370987312445543E-7,0,null,null,null,null,null,4.5319634703196346E-2,2.587263869325388E-3,7.5859983235208421E-6,2587.263869325388,7.5859983235208421,0.3492968586874971]
[null,null,null,null,null,null,null,null,null,null,null,null,null,null,null,null,null,null,null,null,null,null,null,null,null,null,null,null,null,null,null,null,null,null,null,null,null,82656.963106956653,1.2098194301017712E-2,39.900000000000297,12.329780047083426,-0.12978004708342539,{"$f":"IF(AN409<>\"\",Schadstoffbelastung!$K$4*Ergebnisse!AO409,\"\")","v":493.19120188333704},{"$f":"IF(AN409<>\"\",kf*Ergebnisse!AQ409*Ergebnisse!AM409,\"\")","v":5.9667229879370642E-5},1.2098194301017712E-7,1.2098194301017712E-6,4.5024097293496414E-14,-3.0486502331663545E-14,2.4475577701289677E-4,4.1261376580502924E-3,null,7.6929962281942451E-6,0,2.6237563388790235E-3,1.6425752298674638E-10,0,7.6926631799921877E-6,0,2.6236427501932398E-3,8.8370987312445543E-7,0,null,null,null,null,null,4.5433789954337903E-2,2.5871726449335523E-3,7.585730848644494E-6,2587.1726449335524,7.5857308486444941,0.35017669964136988]
[null,null,null,null,null,null,null,null,null,null,null,null,null,null,null,null,null,null,null,null,null,null,null,null,null,null,null,null,null,null,null,null,null,null,null,null,null,82871.98415664761,1.2066804121761804E-2,40.000000000000298,12.330989866513528,-0.13098986651352718,{"$f":"IF(AN410<>\"\",Schadstoffbelastung!$K$4*Ergebnisse!AO410,\"\")","v":493.23959466054112},{"$f":"IF(AN410<>\"\",kf*Ergebnisse!AQ410*Ergebnisse!AM410,\"\")","v":5.9518255738659391E-5},1.2066804121761803E-7,1.2066804121761802E-6,4.4922446489782753E-14,-3.0417673023565907E-14,2.4412072954025808E-4,4.1168220862923526E-3,null,7.6929962281942451E-6,0,2.6237563388790235E-3,1.6425752298674638E-10,0,7.6926631799921877E-6,0,2.6236427501932398E-3,8.8370987312445543E-7,0,null,null,null,null,null,4.5547945205479452E-2,2.5870814237581997E-3,7.585463383199048E-6,2587.0814237581999,7.5854633831990483,0.35105654059524266]
[null,null,null,null,null,null,null,null,null,null,null,null,null,null,null,null,null,null,null,null,null,null,null,null,null,null,null,null,null,null,null,null,null,null,null,null,null,83087.024660223629,1.2035573593944632E-2,40.1000000000003,12.332196546925704,-0.13219654692570337,{"$f":"IF(AN411<>\"\",Schadstoffbelastung!$K$4*Ergebnisse!AO411,\"\")","v":493.28786187702815},{"$f":"IF(AN411<>\"\",kf*Ergebnisse!AQ411*Ergebnisse!AM411,\"\")","v":5.9370023646205683E-5},1.2035573593944635E-7,1.2035573593944635E-6,4.4821278565396492E-14,-3.0349170680418723E-14,2.4348891193903374E-4,4.1075507669835875E-3,null,7.6929962281942451E-6,0,2.6237563388790235E-3,1.6425752298674638E-10,0,7.6926631799921877E-6,0,2.6236427501932398E-3,8.8370987312445543E-7,0,null,null,null,null,null,4.5662100456621002E-2,2.5869902057992166E-3,7.585195927184172E-6,2586.9902057992167,7.5851959271841727,0.35193638154911544]
[null,null,null,null,null,null,null,null,null,null,null,null,null,null,null,null,null,null,null,null,null,null,null,null,null,null,null,null,null,null,null,null,null,null,null,null,null,83302.084567231432,1.2004501510318562E-2,40.200000000000301,12.333400104285099,-0.13340010428509785,{"$f":"IF(AN412<>\"\",Schadstoffbelastung!$K$4*Ergebnisse!AO412,\"\")","v":493.33600417140394},{"$f":"IF(AN412<>\"\",kf*Ergebnisse!AQ412*Ergebnisse!AM412,\"\")","v":5.9222528071701435E-5},1.2004501510318562E-7,1.2004501510318562E-6,4.4720590030504234E-14,-3.0280992939202625E-14,2.4286029978567552E-4,4.0983233803056343E-3,null,7.6929962281942451E-6,0,2.6237563388790235E-3,1.6425752298674638E-10,0,7.6926631799921877E-6,0,2.6236427501932398E-3,8.8370987312445543E-7,0,null,null,null,null,null,4.5776255707762559E-2,2.5868989910564888E-3,7.5849284805995333E-6,2586.8989910564887,7.5849284805995341,0.35281622250298827]
[null,null,null,null,null,null,null,null,null,null,null,null,null,null,null,null,null,null,null,null,null,null,null,null,null,null,null,null,null,null,null,null,null,null,null,null,null,83517.163827876269,1.1973586675679656E-2,40.300000000000303,12.334600554436131,-0.13460055443612973,{"$f":"IF(AN413<>\"\",Schadstoffbelastung!$K$4*Ergebnisse!AO413,\"\")","v":493.38402217744522},{"$f":"IF(AN413<>\"\",kf*Ergebnisse!AQ413*Ergebnisse!AM413,\"\")","v":5.9075763539370936E-5},1.1973586675679657E-7,1.1973586675679655E-6,4.4620377428902846E-14,-3.02131374596698E-14,2.4223486890028844E-4,4.0891396095221076E-3,null,7.6929962281942451E-6,0,2.6237563388790235E-3,1.6425752298674638E-10,0,7.6926631799921877E-6,0,2.6236427501932398E-3,8.8370987312445543E-7,0,null,null,null,null,null,4.5890410958904108E-2,2.5868077795299042E-3,7.5846610434447997E-6,2586.8077795299041,7.5846610434448003,0.353696063456861]
[null,null,null,null,null,null,null,null,null,null,null,null,null,null,null,null,null,null,null,null,null,null,null,null,null,null,null,null,null,null,null,null,null,null,null,null,null,83732.262392595061,1.194282790677886E-2,40.400000000000304,12.335797913103699,-0.13579791310369771,{"$f":"IF(AN414<>\"\",Schadstoffbelastung!$K$4*Ergebnisse!AO414,\"\")","v":493.43191652414794},{"$f":"IF(AN414<>\"\",kf*Ergebnisse!AQ414*Ergebnisse!AM414,\"\")","v":5.8929724627599716E-5},1.1942827906778861E-7,1.194282790677886E-6,4.4520637337810644E-14,-3.0145601924202615E-14,2.4161259534483389E-4,4.0799991409594576E-3,null,7.6929962281942451E-6,0,2.6237563388790235E-3,1.6425752298674638E-10,0,7.6926631799921877E-6,0,2.6236427501932398E-3,8.8370987312445543E-7,0,null,null,null,null,null,4.6004566210045665E-2,2.5867165712193489E-3,7.5843936157196383E-6,2586.7165712193491,7.5843936157196383,0.35457590441073383]
[null,null,null,null,null,null,null,null,null,null,null,null,null,null,null,null,null,null,null,null,null,null,null,null,null,null,null,null,null,null,null,null,null,null,null,null,null,83947.380212007134,1.1912224032179893E-2,40.500000000000306,12.336992195894377,-0.13699219589437561,{"$f":"IF(AN415<>\"\",Schadstoffbelastung!$K$4*Ergebnisse!AO415,\"\")","v":493.47968783577505},{"$f":"IF(AN415<>\"\",kf*Ergebnisse!AQ415*Ergebnisse!AM415,\"\")","v":5.8784405968299516E-5},1.1912224032179894E-7,1.1912224032179894E-6,4.44213663674839E-14,-3.0078384037553948E-14,2.4099345542025476E-4,4.0709016639718281E-3,null,7.6929962281942451E-6,0,2.6237563388790235E-3,1.6425752298674638E-10,0,7.6926631799921877E-6,0,2.6236427501932398E-3,8.8370987312445543E-7,0,null,null,null,null,null,4.6118721461187215E-2,2.5866253661247086E-3,7.5841261974237164E-6,2586.6253661247088,7.5841261974237169,0.35545574536460661]
[null,null,null,null,null,null,null,null,null,null,null,null,null,null,null,null,null,null,null,null,null,null,null,null,null,null,null,null,null,null,null,null,null,null,null,null,null,84162.517236376239,1.1881773892188195E-2,40.600000000000307,12.338183418297595,-0.13818341829759362,{"$f":"IF(AN416<>\"\",Schadstoffbelastung!$K$4*Ergebnisse!AO416,\"\")","v":493.5273367319038},{"$f":"IF(AN416<>\"\",kf*Ergebnisse!AQ416*Ergebnisse!AM416,\"\")","v":5.8639802246623068E-5},1.1881773892188195E-7,1.1881773892188195E-6,4.4322561161063145E-14,-3.0011481526743102E-14,2.4037742566503814E-4,4.0618468709269721E-3,null,7.6929962281942451E-6,0,2.6237563388790235E-3,1.6425752298674638E-10,0,7.6926631799921877E-6,0,2.6236427501932398E-3,8.8370987312445543E-7,0,null,null,null,null,null,4.6232876712328765E-2,2.586534164245871E-3,7.5838587885567018E-6,2586.5341642458711,7.5838587885567019,0.35633558631847939]
[null,null,null,null,null,null,null,null,null,null,null,null,null,null,null,null,null,null,null,null,null,null,null,null,null,null,null,null,null,null,null,null,null,null,null,null,null,84377.673417474376,1.1851476338442355E-2,40.700000000000308,12.339371595686814,-0.13937159568681246,{"$f":"IF(AN417<>\"\",Schadstoffbelastung!$K$4*Ergebnisse!AO417,\"\")","v":493.57486382747254},{"$f":"IF(AN417<>\"\",kf*Ergebnisse!AQ417*Ergebnisse!AM417,\"\")","v":5.8495908199011989E-5},1.1851476338442356E-7,1.1851476338442356E-6,4.4224218393322681E-14,-2.9944892140209082E-14,2.3976448284694922E-4,4.0528344570916483E-3,null,7.6929962281942451E-6,0,2.6237563388790235E-3,1.6425752298674638E-10,0,7.6926631799921877E-6,0,2.6236427501932398E-3,8.8370987312445543E-7,0,null,null,null,null,null,4.6347031963470321E-2,2.5864429655827227E-3,7.5835913891182624E-6,2586.442965582723,7.5835913891182631,0.35721542727235223]
[null,null,null,null,null,null,null,null,null,null,null,null,null,null,null,null,null,null,null,null,null,null,null,null,null,null,null,null,null,null,null,null,null,null,null,null,null,84592.848706196557,1.1821330234109527E-2,40.80000000000031,12.340556743320658,-0.14055674332065671,{"$f":"IF(AN418<>\"\",Schadstoffbelastung!$K$4*Ergebnisse!AO418,\"\")","v":493.62226973282634},{"$f":"IF(AN418<>\"\",kf*Ergebnisse!AQ418*Ergebnisse!AM418,\"\")","v":5.8352718614224279E-5},1.1821330234109527E-7,1.1821330234109526E-6,4.4126334771378594E-14,-2.9878613648290018E-14,2.3915460396698506E-4,4.0438641206965156E-3,null,7.6929962281942451E-6,0,2.6237563388790235E-3,1.6425752298674638E-10,0,7.6926631799921877E-6,0,2.6236427501932398E-3,8.8370987312445543E-7,0,null,null,null,null,null,4.6461187214611871E-2,2.5863517701351499E-3,7.5833239991080655E-6,2586.3517701351498,7.5833239991080656,0.35809526822622495]
[null,null,null,null,null,null,null,null,null,null,null,null,null,null,null,null,null,null,null,null,null,null,null,null,null,null,null,null,null,null,null,null,null,null,null,null,null,84808.043054205467,1.1791334453512379E-2,40.900000000000311,12.341738876344069,-0.14173887634406768,{"$f":"IF(AN419<>\"\",Schadstoffbelastung!$K$4*Ergebnisse!AO419,\"\")","v":493.66955505376274},{"$f":"IF(AN419<>\"\",kf*Ergebnisse!AQ419*Ergebnisse!AM419,\"\")","v":5.8210228331555594E-5},1.1791334453512381E-7,1.179133445351238E-6,4.4028907033551583E-14,-2.981264384245316E-14,2.3854776625182737E-4,4.0349355628319095E-3,null,7.6929962281942451E-6,0,2.6237563388790235E-3,1.6425752298674638E-10,0,7.6926631799921877E-6,0,2.6236427501932398E-3,8.8370987312445543E-7,0,null,null,null,null,null,4.6575342465753428E-2,2.5862605779030392E-3,7.583056618525779E-6,2586.2605779030391,7.5830566185257791,0.35897510918009778]
[null,null,null,null,null,null,null,null,null,null,null,null,null,null,null,null,null,null,null,null,null,null,null,null,null,null,null,null,null,null,null,null,null,null,null,null,null,85023.256413202296,1.176148788209358E-2,41.000000000000313,{"$f":"IF(AN420=\"\",\"\",SQRT(($S$29^2)+(($S$28^2)-($S$29^2))*(LN(AN420)-LN(Brunnenradius))/(LN(ReichweiteAbsenkung)-LN(Brunnenradius))))","v":12.34291800978942},-0.14291800978941893,{"$f":"IF(AN420<>\"\",Schadstoffbelastung!$K$4*Ergebnisse!AO420,\"\")","v":493.71672039157681},{"$f":"IF(AN420<>\"\",kf*Ergebnisse!AQ420*Ergebnisse!AM420,\"\")","v":5.806843224072516E-5},1.1761487882093581E-7,1.1761487882093582E-6,4.3931931949323046E-14,-2.9746980535265128E-14,{"$f":"IF(AN420<>\"\",((d_50*2)*kf*AM420)/($S$13*neff),\"\")","v":2.3794394715312398E-4},{"$f":"IF(AN420<>\"\",150*(AW420^0.87)*(0.016^0.79),\"\")","v":4.0260484874438196E-3},null,7.6929962281942451E-6,0,2.6237563388790235E-3,1.6425752298674638E-10,0,7.6926631799921877E-6,0,2.6236427501932398E-3,8.8370987312445543E-7,0,null,null,null,null,null,4.6689497716894977E-2,2.5861693888862775E-3,7.58278924737107E-6,2586.1693888862778,7.5827892473710703,0.35985495013397056]
[null,null,null,null,null,null,null,null,null,null,null,null,null,null,null,null,null,null,null,null,null,null,null,null,null,null,null,null,null,null,null,null,null,null,null,null,null,85238.48873535126,{"$f":"IF(AN421<>\"\",(AO422-AO421)/(AN422-AN421),\"\")","v":1.1731789416220384E-2},41.100000000000314,12.344094158577629,{"$f":"IF(AN421<>\"\",$S$28-AO421,\"\")","v":-0.14409415857762831},{"$f":"IF(AN421<>\"\",Schadstoffbelastung!$K$4*Ergebnisse!AO421,\"\")","v":493.7637663431052},{"$f":"IF(AN421<>\"\",kf*Ergebnisse!AQ421*Ergebnisse!AM421,\"\")","v":5.7927325280971568E-5},{"$f":"IF(AN421<>\"\",AR421/AQ421,\"\")","v":1.1731789416220385E-7},{"$f":"IF(AS421<>\"\",AS421/$S$30,\"\")","v":1.1731789416220383E-6},4.3835406318771421E-14,-2.9681621560010285E-14,2.3734312434353546E-4,4.0172026012822411E-3,null,7.6929962281942451E-6,0,2.6237563388790235E-3,1.6425752298674638E-10,0,7.6926631799921877E-6,0,2.6236427501932398E-3,8.8370987312445543E-7,0,null,null,null,null,null,4.6803652968036527E-2,2.5860782030847507E-3,7.5825218856436056E-6,2586.0782030847508,7.5825218856436063,0.36073479108784334]
[null,null,null,null,null,null,null,null,null,null,null,null,null,null,null,null,null,null,null,null,null,null,null,null,null,null,null,null,null,null,null,null,null,null,null,null,null,85453.739972823634,1.1702237963113593E-2,41.200000000000315,12.345267337519251,-0.14526733751925036,{"$f":"IF(AN422<>\"\",Schadstoffbelastung!$K$4*Ergebnisse!AO422,\"\")","v":493.81069350077007},{"$f":"IF(AN422<>\"\",kf*Ergebnisse!AQ422*Ergebnisse!AM422,\"\")","v":5.7786902440761623E-5},1.1702237963113593E-7,1.1702237963113593E-6,4.3739326972411527E-14,-2.961656477058191E-14,2.367452757152981E-4,4.0083976138864429E-3,null,7.6929962281942451E-6,0,2.6237563388790235E-3,1.6425752298674638E-10,0,7.6926631799921877E-6,0,2.6236427501932398E-3,8.8370987312445543E-7,0,null,null,null,null,null,4.6917808219178084E-2,2.5859870204983466E-3,7.5822545333430546E-6,2585.9870204983467,7.5822545333430549,0.36161463204171612]
[null,null,null,null,null,null,null,null,null,null,null,null,null,null,null,null,null,null,null,null,null,null,null,null,null,null,null,null,null,null,null,null,null,null,null,null,null,85669.01007812492,1.1672832440669911E-2,41.300000000000317,12.346437561315563,-0.14643756131556174,{"$f":"IF(AN423<>\"\",Schadstoffbelastung!$K$4*Ergebnisse!AO423,\"\")","v":493.8575024526225},{"$f":"IF(AN423<>\"\",kf*Ergebnisse!AQ423*Ergebnisse!AM423,\"\")","v":5.764715875697193E-5},1.1672832440669913E-7,1.1672832440669912E-6,4.364369077068576E-14,-2.9551808041137715E-14,2.3615037937662977E-4,3.9996332375383447E-3,null,7.6929962281942451E-6,0,2.6237563388790235E-3,1.6425752298674638E-10,0,7.6926631799921877E-6,0,2.6236427501932398E-3,8.8370987312445543E-7,0,null,null,null,null,null,4.7031963470319633E-2,2.585895841126951E-3,7.5819871904690842E-6,2585.8958411269509,7.5819871904690848,0.3624944729955889]
[null,null,null,null,null,null,null,null,null,null,null,null,null,null,null,null,null,null,null,null,null,null,null,null,null,null,null,null,null,null,null,null,null,null,null,null,null,85884.299004052868,1.1643571777337604E-2,41.400000000000318,12.34760484455963,-0.14760484455962875,{"$f":"IF(AN424<>\"\",Schadstoffbelastung!$K$4*Ergebnisse!AO424,\"\")","v":493.90419378238516},{"$f":"IF(AN424<>\"\",kf*Ergebnisse!AQ424*Ergebnisse!AM424,\"\")","v":5.7508089314332635E-5},1.1643571777337605E-7,1.1643571777337605E-6,4.3548494603628111E-14,-2.9487349265872328E-14,2.355584136492146E-4,3.9909091872317249E-3,null,7.6929962281942451E-6,0,2.6237563388790235E-3,1.6425752298674638E-10,0,7.6926631799921877E-6,0,2.6236427501932398E-3,8.8370987312445543E-7,0,null,null,null,null,null,4.714611872146119E-2,2.5858046649704508E-3,7.5817198570213614E-6,2585.8046649704511,7.581719857021362,0.36337431394946174]
[null,null,null,null,null,null,null,null,null,null,null,null,null,null,null,null,null,null,null,null,null,null,null,null,null,null,null,null,null,null,null,null,null,null,null,null,null,86099.606703405108,1.1614454912027674E-2,41.50000000000032,12.348769201737364,-0.14876920173736252,{"$f":"IF(AN425<>\"\",Schadstoffbelastung!$K$4*Ergebnisse!AO425,\"\")","v":493.95076806949453},{"$f":"IF(AN425<>\"\",kf*Ergebnisse!AQ425*Ergebnisse!AM425,\"\")","v":5.7369689245045836E-5},1.1614454912027675E-7,1.1614454912027674E-6,4.3453735390642125E-14,-2.9423186358866946E-14,2.34969357066406E-4,3.9822251806518718E-3,null,7.6929962281942451E-6,0,2.6237563388790235E-3,1.6425752298674638E-10,0,7.6926631799921877E-6,0,2.6236427501932398E-3,8.8370987312445543E-7,0,null,null,null,null,null,4.726027397260274E-2,2.5857134920287328E-3,7.5814525329995543E-6,2585.7134920287331,7.5814525329995544,0.36425415490333451]
[null,null,null,null,null,null,null,null,null,null,null,null,null,null,null,null,null,null,null,null,null,null,null,null,null,null,null,null,null,null,null,null,null,null,null,null,null,86314.933129618104,1.1585480793900706E-2,41.600000000000321,12.349930647228566,-0.14993064722856531,{"$f":"IF(AN426<>\"\",Schadstoffbelastung!$K$4*Ergebnisse!AO426,\"\")","v":493.99722588914267},{"$f":"IF(AN426<>\"\",kf*Ergebnisse!AQ426*Ergebnisse!AM426,\"\")","v":5.7231953727788918E-5},1.1585480793900707E-7,1.1585480793900706E-6,4.335941007987316E-14,-2.9359317253664293E-14,2.3438318836891431E-4,3.9735809381180555E-3,null,7.6929962281942451E-6,0,2.6237563388790235E-3,1.6425752298674638E-10,0,7.6926631799921877E-6,0,2.6236427501932398E-3,8.8370987312445543E-7,0,null,null,null,null,null,4.737442922374429E-2,2.5856223223016833E-3,7.5811852184033307E-6,2585.6223223016832,7.5811852184033315,0.36513399585720729]
[null,null,null,null,null,null,null,null,null,null,null,null,null,null,null,null,null,null,null,null,null,null,null,null,null,null,null,null,null,null,null,null,null,null,null,null,null,86530.278236242419,1.1556648382313574E-2,41.700000000000323,12.351089195307956,-0.15108919530795539,{"$f":"IF(AN427<>\"\",Schadstoffbelastung!$K$4*Ergebnisse!AO427,\"\")","v":494.04356781231826},{"$f":"IF(AN427<>\"\",kf*Ergebnisse!AQ427*Ergebnisse!AM427,\"\")","v":5.7094877987506543E-5},1.1556648382313573E-7,1.1556648382313572E-6,4.3265515648100523E-14,-2.9295739903195561E-14,2.3379988650372847E-4,3.9649761825736448E-3,null,7.6929962281942451E-6,0,2.6237563388790235E-3,1.6425752298674638E-10,0,7.6926631799921877E-6,0,2.6236427501932398E-3,8.8370987312445543E-7,0,null,null,null,null,null,4.7488584474885846E-2,2.5855311557891891E-3,7.5809179132323579E-6,2585.5311557891891,7.5809179132323585,0.36601383681108007]
[null,null,null,null,null,null,null,null,null,null,null,null,null,null,null,null,null,null,null,null,null,null,null,null,null,null,null,null,null,null,null,null,null,null,null,null,null,86745.641976281695,1.1527956646783914E-2,41.800000000000324,12.352244860146188,-0.15224486014618677,{"$f":"IF(AN428<>\"\",Schadstoffbelastung!$K$4*Ergebnisse!AO428,\"\")","v":494.0897944058475},{"$f":"IF(AN428<>\"\",kf*Ergebnisse!AQ428*Ergebnisse!AM428,\"\")","v":5.6958457295289871E-5},1.1527956646783914E-7,1.1527956646783914E-6,4.3172049100685736E-14,-2.9232452279745418E-14,2.3321943062339765E-4,3.9564106395813632E-3,null,7.6929962281942451E-6,0,2.6237563388790235E-3,1.6425752298674638E-10,0,7.6926631799921877E-6,0,2.6236427501932398E-3,8.8370987312445543E-7,0,null,null,null,null,null,4.7602739726027396E-2,2.5854399924911372E-3,7.5806506174863037E-6,2585.4399924911372,7.5806506174863042,0.36689367776495285]
[null,null,null,null,null,null,null,null,null,null,null,null,null,null,null,null,null,null,null,null,null,null,null,null,null,null,null,null,null,null,null,null,null,null,null,null,null,86961.02430434672,1.1499404566581554E-2,41.900000000000325,12.353397655810866,-0.15339765581086517,{"$f":"IF(AN429<>\"\",Schadstoffbelastung!$K$4*Ergebnisse!AO429,\"\")","v":494.13590623243465},{"$f":"IF(AN429<>\"\",kf*Ergebnisse!AQ429*Ergebnisse!AM429,\"\")","v":5.682268696641174E-5},1.1499404566581555E-7,1.1499404566581554E-6,4.3079007470305335E-14,-2.9169452374093929E-14,2.3264180007776528E-4,3.9478840372071623E-3,null,7.6929962281942451E-6,0,2.6237563388790235E-3,1.6425752298674638E-10,0,7.6926631799921877E-6,0,2.6236427501932398E-3,8.8370987312445543E-7,0,null,null,null,null,null,4.7716894977168953E-2,2.5853488324074137E-3,7.5803833311648361E-6,2585.3488324074137,7.5803833311648363,0.36777351871882569]
[null,null,null,null,null,null,null,null,null,null,null,null,null,null,null,null,null,null,null,null,null,null,null,null,null,null,null,null,null,null,null,null,null,null,null,null,null,87176.425174026983,1.1470991130959455E-2,42.000000000000327,12.354547596267524,-0.15454759626752335,{"$f":"IF(AN430<>\"\",Schadstoffbelastung!$K$4*Ergebnisse!AO430,\"\")","v":494.18190385070096},{"$f":"IF(AN430<>\"\",kf*Ergebnisse!AQ430*Ergebnisse!AM430,\"\")","v":5.6687562361520498E-5},1.1470991130959457E-7,1.1470991130959456E-6,4.2986387817765434E-14,-2.9106738196068117E-14,2.3206697441864127E-4,3.9393961060948685E-3,null,7.6929962281942451E-6,0,2.6237563388790235E-3,1.6425752298674638E-10,0,7.6926631799921877E-6,0,2.6236427501932398E-3,8.8370987312445543E-7,0,null,null,null,null,null,4.7831050228310502E-2,2.5852576755379057E-3,7.5801160542676231E-6,2585.2576755379059,7.5801160542676236,0.36865335967269847]
[null,null,null,null,null,null,null,null,null,null,null,null,null,null,null,null,null,null,null,null,null,null,null,null,null,null,null,null,null,null,null,null,null,null,null,null,null,87391.844539945203,1.1442715338762902E-2,42.100000000000328,12.35569469538062,-0.15569469538061931,{"$f":"IF(AN431<>\"\",Schadstoffbelastung!$K$4*Ergebnisse!AO431,\"\")","v":494.22778781522481},{"$f":"IF(AN431<>\"\",kf*Ergebnisse!AQ431*Ergebnisse!AM431,\"\")","v":5.6553078884761311E-5},1.1442715338762905E-7,1.1442715338762905E-6,4.289418723078987E-14,-2.9044307773721436E-14,2.3149493339189565E-4,3.9309465793551249E-3,null,7.6929962281942451E-6,0,2.6237563388790235E-3,1.6425752298674638E-10,0,7.6926631799921877E-6,0,2.6236427501932398E-3,8.8370987312445543E-7,0,null,null,null,null,null,4.7945205479452052E-2,2.5851665218824997E-3,7.5798487867943318E-6,2585.1665218824996,7.579848786794332,0.36953320062657119]
[null,null,null,null,null,null,null,null,null,null,null,null,null,null,null,null,null,null,null,null,null,null,null,null,null,null,null,null,null,null,null,null,null,null,null,null,null,87607.282356614189,1.1414576198465035E-2,42.20000000000033,12.356838966914497,-0.15683896691449561,{"$f":"IF(AN432<>\"\",Schadstoffbelastung!$K$4*Ergebnisse!AO432,\"\")","v":494.27355867657985},{"$f":"IF(AN432<>\"\",kf*Ergebnisse!AQ432*Ergebnisse!AM432,\"\")","v":5.6419231984003001E-5},1.1414576198465037E-7,1.1414576198465037E-6,4.2802402824196384E-14,-2.8982159153453E-14,2.3092565693817727E-4,3.9225351925815388E-3,null,7.6929962281942451E-6,0,2.6237563388790235E-3,1.6425752298674638E-10,0,7.6926631799921877E-6,0,2.6236427501932398E-3,8.8370987312445543E-7,0,null,null,null,null,null,4.8059360730593609E-2,2.5850753714410824E-3,7.5795815287446302E-6,2585.0753714410826,7.5795815287446304,0.37041304158044402]
[null,null,null,null,null,null,null,null,null,null,null,null,null,null,null,null,null,null,null,null,null,null,null,null,null,null,null,null,null,null,null,null,null,null,null,null,null,87822.738578642253,1.1386572728024741E-2,42.300000000000331,12.357980424534343,-0.15798042453434213,{"$f":"IF(AN433<>\"\",Schadstoffbelastung!$K$4*Ergebnisse!AO433,\"\")","v":494.31921698137376},{"$f":"IF(AN433<>\"\",kf*Ergebnisse!AQ433*Ergebnisse!AM433,\"\")","v":5.6286017150186547E-5},1.1386572728024741E-7,1.1386572728024742E-6,4.2711031739493604E-14,-2.8920290399734743E-14,2.3035912519003899E-4,3.9141616838137463E-3,null,7.6929962281942451E-6,0,2.6237563388790235E-3,1.6425752298674638E-10,0,7.6926631799921877E-6,0,2.6236427501932398E-3,8.8370987312445543E-7,0,null,null,null,null,null,4.8173515981735159E-2,2.5849842242135403E-3,7.5793142801181854E-6,2584.9842242135405,7.5793142801181856,0.3712928825343168]
[null,null,null,null,null,null,null,null,null,null,null,null,null,null,null,null,null,null,null,null,null,null,null,null,null,null,null,null,null,null,null,null,null,null,null,null,null,88038.213161233187,1.1358703954709009E-2,42.400000000000333,12.359119081807146,-0.15911908180714462,{"$f":"IF(AN434<>\"\",Schadstoffbelastung!$K$4*Ergebnisse!AO434,\"\")","v":494.36476327228581},{"$f":"IF(AN434<>\"\",kf*Ergebnisse!AQ434*Ergebnisse!AM434,\"\")","v":5.6153429916496963E-5},1.135870395470901E-7,1.1358703954709011E-6,4.2620071144359923E-14,-2.8858699594758559E-14,2.2979531846834382E-4,3.905825793489655E-3,null,7.6929962281942451E-6,0,2.6237563388790235E-3,1.6425752298674638E-10,0,7.6926631799921877E-6,0,2.6236427501932398E-3,8.8370987312445543E-7,0,null,null,null,null,null,4.8287671232876715E-2,2.5848930801997605E-3,7.5790470409146653E-6,2584.8930801997608,7.5790470409146655,0.37217272348818964]
[null,null,null,null,null,null,null,null,null,null,null,null,null,null,null,null,null,null,null,null,null,null,null,null,null,null,null,null,null,null,null,null,null,null,null,null,null,88253.706059467979,1.1330968915075184E-2,42.500000000000334,12.360254952202617,-0.16025495220261554,{"$f":"IF(AN435<>\"\",Schadstoffbelastung!$K$4*Ergebnisse!AO435,\"\")","v":494.41019808810466},{"$f":"IF(AN435<>\"\",kf*Ergebnisse!AQ435*Ergebnisse!AM435,\"\")","v":5.6021465858324787E-5},1.1330968915075185E-7,1.1330968915075185E-6,4.2529518232644006E-14,-2.8797384838436615E-14,2.2923421728190566E-4,3.8975272644454963E-3,null,7.6929962281942451E-6,0,2.6237563388790235E-3,1.6425752298674638E-10,0,7.6926631799921877E-6,0,2.6236427501932398E-3,8.8370987312445543E-7,0,null,null,null,null,null,4.8401826484018265E-2,2.5848019393996291E-3,7.5787798111337388E-6,2584.8019393996292,7.5787798111337388,0.37305256444206236]
[null,null,null,null,null,null,null,null,null,null,null,null,null,null,null,null,null,null,null,null,null,null,null,null,null,null,null,null,null,null,null,null,null,null,null,null,null,88469.217228551119,1.1303366654828844E-2,42.600000000000335,12.361388049094124,-0.16138804909412308,{"$f":"IF(AN436<>\"\",Schadstoffbelastung!$K$4*Ergebnisse!AO436,\"\")","v":494.45552196376497},{"$f":"IF(AN436<>\"\",kf*Ergebnisse!AQ436*Ergebnisse!AM436,\"\")","v":5.5890120592612124E-5},1.1303366654828845E-7,1.1303366654828845E-6,4.2439370223958356E-14,-2.8736344248126171E-14,2.2867580232461434E-4,3.8892658418785667E-3,null,7.6929962281942451E-6,0,2.6237563388790235E-3,1.6425752298674638E-10,0,7.6926631799921877E-6,0,2.6236427501932398E-3,8.8370987312445543E-7,0,null,null,null,null,null,4.8515981735159815E-2,2.5847108018130335E-3,7.5785125907750721E-6,2584.7108018130339,7.5785125907750723,0.37393240539593514]
[null,null,null,null,null,null,null,null,null,null,null,null,null,null,null,null,null,null,null,null,null,null,null,null,null,null,null,null,null,null,null,null,null,null,null,null,null,88684.746624774853,1.1275896228592881E-2,42.700000000000337,12.362518385759607,-0.16251838575960598,{"$f":"IF(AN437<>\"\",Schadstoffbelastung!$K$4*Ergebnisse!AO437,\"\")","v":494.50073543038428},{"$f":"IF(AN437<>\"\",kf*Ergebnisse!AQ437*Ergebnisse!AM437,\"\")","v":5.5759389776758774E-5},1.1275896228592884E-7,1.1275896228592883E-6,4.234962436298177E-14,-2.8675575958157258E-14,2.2812005447076371E-4,3.8810412732833161E-3,null,7.6929962281942451E-6,0,2.6237563388790235E-3,1.6425752298674638E-10,0,7.6926631799921877E-6,0,2.6236427501932398E-3,8.8370987312445543E-7,0,null,null,null,null,null,4.8630136986301371E-2,2.5846196674398597E-3,7.578245379838334E-6,2584.6196674398598,7.578245379838334,0.37481224634980798]
[null,null,null,null,null,null,null,null,null,null,null,null,null,null,null,null,null,null,null,null,null,null,null,null,null,null,null,null,null,null,null,null,null,null,null,null,null,88900.294203014302,1.1248556700120656E-2,42.800000000000338,12.363645975382466,-0.16364597538246528,{"$f":"IF(AN438<>\"\",Schadstoffbelastung!$K$4*Ergebnisse!AO438,\"\")","v":494.54583901529867},{"$f":"IF(AN438<>\"\",kf*Ergebnisse!AQ438*Ergebnisse!AM438,\"\")","v":5.5629269109723294E-5},1.1248556700120657E-7,1.1248556700120657E-6,4.226027792021136E-14,-2.8615078120341872E-14,2.2756695477936406E-4,3.8728533085202539E-3,null,7.6929962281942451E-6,0,2.6237563388790235E-3,1.6425752298674638E-10,0,7.6926631799921877E-6,0,2.6236427501932398E-3,8.8370987312445543E-7,0,null,null,null,null,null,4.8744292237442921E-2,2.5845285362799948E-3,7.5779781783231917E-6,2584.528536279995,7.5779781783231916,0.37569208730368076]
[null,null,null,null,null,null,null,null,null,null,null,null,null,null,null,null,null,null,null,null,null,null,null,null,null,null,null,null,null,null,null,null,null,null,null,null,null,89115.859920367817,1.1221347141727574E-2,42.90000000000034,12.364770831052478,-0.16477083105247736,{"$f":"IF(AN439<>\"\",Schadstoffbelastung!$K$4*Ergebnisse!AO439,\"\")","v":494.59083324209917},{"$f":"IF(AN439<>\"\",kf*Ergebnisse!AQ439*Ergebnisse!AM439,\"\")","v":5.5499754329258892E-5},1.1221347141727575E-7,1.1221347141727574E-6,4.2171328190160272E-14,-2.8554848902753651E-14,2.2701648448264245E-4,3.8647016996507912E-3,null,7.6929962281942451E-6,0,2.6237563388790235E-3,1.6425752298674638E-10,0,7.6926631799921877E-6,0,2.6236427501932398E-3,8.8370987312445543E-7,0,null,null,null,null,null,4.8858447488584478E-2,2.5844374083333252E-3,7.577710986229314E-6,2584.4374083333255,7.5777109862293139,0.37657192825755353]
[null,null,null,null,null,null,null,null,null,null,null,null,null,null,null,null,null,null,null,null,null,null,null,null,null,null,null,null,null,null,null,null,null,null,null,null,null,89331.443732119529,1.1194266634699641E-2,43.000000000000341,12.365892965766651,-0.16589296576665014,{"$f":"IF(AN440<>\"\",Schadstoffbelastung!$K$4*Ergebnisse!AO440,\"\")","v":494.63571863066602},{"$f":"IF(AN440<>\"\",kf*Ergebnisse!AQ440*Ergebnisse!AM440,\"\")","v":5.5370841213979449E-5},1.1194266634699642E-7,1.1194266634699642E-6,4.2082772492747432E-14,-2.8494886490668856E-14,2.2646862499430814E-4,3.8565862010645977E-3,null,7.6929962281942451E-6,0,2.6237563388790235E-3,1.6425752298674638E-10,0,7.6926631799921877E-6,0,2.6236427501932398E-3,8.8370987312445543E-7,0,null,null,null,null,null,4.8972602739726027E-2,2.5843462835997383E-3,7.5774438035563679E-6,2584.3462835997384,7.5774438035563687,0.37745176921142631]
[null,null,null,null,null,null,null,null,null,null,null,null,null,null,null,null,null,null,null,null,null,null,null,null,null,null,null,null,null,null,null,null,null,null,null,null,null,89547.045595429779,1.1167314268725035E-2,43.100000000000342,12.367012392430121,-0.16701239243012012,{"$f":"IF(AN441<>\"\",Schadstoffbelastung!$K$4*Ergebnisse!AO441,\"\")","v":494.68049569720483},{"$f":"IF(AN441<>\"\",kf*Ergebnisse!AQ441*Ergebnisse!AM441,\"\")","v":5.5242525580593685E-5},1.1167314268725034E-7,1.1167314268725033E-6,4.1994608171492671E-14,-2.8435189085344285E-14,2.2592335789805264E-4,3.8485065693141958E-3,null,7.6929962281942451E-6,0,2.6237563388790235E-3,1.6425752298674638E-10,0,7.6926631799921877E-6,0,2.6236427501932398E-3,8.8370987312445543E-7,0,null,null,null,null,null,4.9086757990867577E-2,2.5842551620791202E-3,7.5771766303040215E-6,2584.2551620791205,7.577176630304022,0.37833161016529909]
[null,null,null,null,null,null,null,null,null,null,null,null,null,null,null,null,null,null,null,null,null,null,null,null,null,null,null,null,null,null,null,null,null,null,null,null,null,89762.665466703824,1.1140489142125018E-2,43.200000000000344,12.368129123856994,-0.16812912385699263,{"$f":"IF(AN442<>\"\",Schadstoffbelastung!$K$4*Ergebnisse!AO442,\"\")","v":494.72516495427976},{"$f":"IF(AN442<>\"\",kf*Ergebnisse!AQ442*Ergebnisse!AM442,\"\")","v":5.5114803285091623E-5},1.1140489142125018E-7,1.1140489142125018E-6,4.190683259432437E-14,-2.8375754904564137E-14,2.2538066495222155E-4,3.8404625631889792E-3,null,7.6929962281942451E-6,0,2.6237563388790235E-3,1.6425752298674638E-10,0,7.6926631799921877E-6,0,2.6236427501932398E-3,8.8370987312445543E-7,0,null,null,null,null,null,4.9200913242009134E-2,2.5841640437713571E-3,7.5769094664719418E-6,2584.1640437713572,7.5769094664719425,0.37921145111917193]
[null,null,null,null,null,null,null,null,null,null,null,null,null,null,null,null,null,null,null,null,null,null,null,null,null,null,null,null,null,null,null,null,null,null,null,null,null,89978.303302634595,1.111379036162303E-2,43.300000000000345,12.369243172771206,-0.16924317277120515,{"$f":"IF(AN443<>\"\",Schadstoffbelastung!$K$4*Ergebnisse!AO443,\"\")","v":494.76972691084825},{"$f":"IF(AN443<>\"\",kf*Ergebnisse!AQ443*Ergebnisse!AM443,\"\")","v":5.4987670221646445E-5},1.1113790361623032E-7,1.1113790361623032E-6,4.1819443152876691E-14,-2.8316582182164164E-14,2.2484052808514286E-4,3.8324539436508068E-3,null,7.6929962281942451E-6,0,2.6237563388790235E-3,1.6425752298674638E-10,0,7.6926631799921877E-6,0,2.6236427501932398E-3,8.8370987312445543E-7,0,null,null,null,null,null,4.9315068493150684E-2,2.584072928676337E-3,7.5766423120597978E-6,2584.0729286763371,7.5766423120597981,0.38009129207304471]
[null,null,null,null,null,null,null,null,null,null,null,null,null,null,null,null,null,null,null,null,null,null,null,null,null,null,null,null,null,null,null,null,null,null,null,null,null,90193.959060709269,1.1087217042184802E-2,43.400000000000347,12.370354551807369,-0.17035455180736747,{"$f":"IF(AN444<>\"\",Schadstoffbelastung!$K$4*Ergebnisse!AO444,\"\")","v":494.81418207229473},{"$f":"IF(AN444<>\"\",kf*Ergebnisse!AQ444*Ergebnisse!AM444,\"\")","v":5.4861122321866803E-5},1.1087217042184804E-7,1.1087217042184803E-6,4.1732437262017101E-14,-2.8257669167711735E-14,2.2430292939189256E-4,3.8244804737907053E-3,null,7.6929962281942451E-6,0,2.6237563388790235E-3,1.6425752298674638E-10,0,7.6926631799921877E-6,0,2.6236427501932398E-3,8.8370987312445543E-7,0,null,null,null,null,null,4.942922374429224E-2,2.5839818167939458E-3,7.5763751670672563E-6,2583.9818167939461,7.5763751670672566,0.38097113302691749]
[null,null,null,null,null,null,null,null,null,null,null,null,null,null,null,null,null,null,null,null,null,null,null,null,null,null,null,null,null,null,null,null,null,null,null,null,null,90409.632698144007,1.106076830705389E-2,43.500000000000348,12.371463273511587,-0.17146327351158597,{"$f":"IF(AN445<>\"\",Schadstoffbelastung!$K$4*Ergebnisse!AO445,\"\")","v":494.85853094046348},{"$f":"IF(AN445<>\"\",kf*Ergebnisse!AQ445*Ergebnisse!AM445,\"\")","v":5.473515555501525E-5},1.1060768307053889E-7,1.1060768307053888E-6,4.1645812360013759E-14,-2.8199014126619183E-14,2.2376785113501331E-4,3.8165419188442074E-3,null,7.6929962281942451E-6,0,2.6237563388790235E-3,1.6425752298674638E-10,0,7.6926631799921877E-6,0,2.6236427501932398E-3,8.8370987312445543E-7,0,null,null,null,null,null,4.954337899543379E-2,2.5838907081240704E-3,7.5761080314939864E-6,2583.8907081240704,7.5761080314939866,0.38185097398079026]
[null,null,null,null,null,null,null,null,null,null,null,null,null,null,null,null,null,null,null,null,null,null,null,null,null,null,null,null,null,null,null,null,null,null,null,null,null,90625.324172112232,1.1034443287627326E-2,43.60000000000035,12.372569350342292,-0.17256935034229137,{"$f":"IF(AN446<>\"\",Schadstoffbelastung!$K$4*Ergebnisse!AO446,\"\")","v":494.90277401369167},{"$f":"IF(AN446<>\"\",kf*Ergebnisse!AQ446*Ergebnisse!AM446,\"\")","v":5.4609765927435237E-5},1.1034443287627327E-7,1.1034443287627326E-6,4.1559565908178204E-14,-2.8140615339901872E-14,2.2323527574199902E-4,3.8086380461586069E-3,null,7.6929962281942451E-6,0,2.6237563388790235E-3,1.6425752298674638E-10,0,7.6926631799921877E-6,0,2.6236427501932398E-3,8.8370987312445543E-7,0,null,null,null,null,null,4.965753424657534E-2,2.5837996026665975E-3,7.5758409053396551E-6,2583.7996026665978,7.5758409053396552,0.38273081493466304]
[null,null,null,null,null,null,null,null,null,null,null,null,null,null,null,null,null,null,null,null,null,null,null,null,null,null,null,null,null,null,null,null,null,null,null,null,null,90841.033440283616,1.1008241123295747E-2,43.700000000000351,12.373672794671055,-0.17367279467105412,{"$f":"IF(AN447<>\"\",Schadstoffbelastung!$K$4*Ergebnisse!AO447,\"\")","v":494.94691178684218},{"$f":"IF(AN447<>\"\",kf*Ergebnisse!AQ447*Ergebnisse!AM447,\"\")","v":5.4484949481801493E-5},1.1008241123295749E-7,1.1008241123295747E-6,4.1473695390391191E-14,-2.8082471103857122E-14,2.2270518580206014E-4,3.800768625149505E-3,null,{"$f":"IF(AN447<>\"\",$S$37,\"\")","v":7.6929962281942451E-6},{"$f":"IF(AN448<>\"\",IF($S$39<>0,$S$39,0),\"\")","v":0},2.6237563388790235E-3,1.6425752298674638E-10,0,7.6926631799921877E-6,0,2.6236427501932398E-3,8.8370987312445543E-7,0,null,null,null,null,null,4.9771689497716896E-2,2.5837085004214136E-3,7.5755737886039304E-6,2583.7085004214136,7.5755737886039309,0.38361065588853588]
[null,null,null,null,null,null,null,null,null,null,null,null,null,null,null,null,null,null,null,null,null,null,null,null,null,null,null,null,null,null,null,null,null,null,null,null,null,91056.760461094673,1.0982160961319053E-2,43.800000000000352,12.374773618783385,-0.17477361878338371,{"$f":"IF(AN448<>\"\",Schadstoffbelastung!$K$4*Ergebnisse!AO448,\"\")","v":494.99094475133541},{"$f":"IF(AN448<>\"\",kf*Ergebnisse!AQ448*Ergebnisse!AM448,\"\")","v":5.4360702296545525E-5},1.0982160961319054E-7,1.0982160961319053E-6,4.1388198312743499E-14,-2.8024579729820996E-14,2.2217756406360856E-4,3.7929334272678952E-3,null,7.6929962281942451E-6,0,2.6237563388790235E-3,1.6425752298674638E-10,0,7.6926631799921877E-6,0,2.6236427501932398E-3,8.8370987312445543E-7,0,null,null,null,null,null,4.9885844748858446E-2,2.5836174013884059E-3,7.5753066812864802E-6,2583.6174013884061,7.5753066812864809,0.3844904968424086]
[null,null,null,null,null,null,null,null,null,null,null,null,null,null,null,null,null,null,null,null,null,null,null,null,null,null,null,null,null,null,null,null,null,null,null,null,null,91272.505191817894,1.0956201956968514E-2,43.900000000000354,12.375871834879517,-0.17587183487951563,{"$f":"IF(AN449<>\"\",Schadstoffbelastung!$K$4*Ergebnisse!AO449,\"\")","v":495.03487339518068},{"$f":"IF(AN449<>\"\",kf*Ergebnisse!AQ449*Ergebnisse!AM449,\"\")","v":5.4237020486599399E-5},1.0956201956968515E-7,1.0956201956968515E-6,4.1303072204050019E-14,-2.7966939544516401E-14,2.2165239343713224E-4,3.7851322260472721E-3,null,7.6929962281942451E-6,0,2.6237563388790235E-3,1.6425752298674638E-10,0,7.6926631799921877E-6,0,2.6236427501932398E-3,8.8370987312445543E-7,0,null,null,null,null,null,0.05,2.5835263055674611E-3,7.5750395833869734E-6,2583.5263055674613,7.5750395833869737,0.38537033779628144]
[null,null,null,null,null,null,null,null,null,null,null,null,null,null,null,null,null,null,null,null,null,null,null,null,null,null,null,null,null,null,null,null,null,null,null,null,null,91488.267591492913,1.0930363273082676E-2,44.000000000000355,12.376967455075214,-0.1769674550752125,{"$f":"IF(AN450<>\"\",Schadstoffbelastung!$K$4*Ergebnisse!AO450,\"\")","v":495.07869820300857},{"$f":"IF(AN450<>\"\",kf*Ergebnisse!AQ450*Ergebnisse!AM450,\"\")","v":5.4113900201237482E-5},1.0930363273082678E-7,1.0930363273082676E-6,4.1218314614441128E-14,-2.7909548889099287E-14,2.211296569862111E-4,3.777364796974545E-3,null,7.6929962281942451E-6,0,2.6237563388790235E-3,1.6425752298674638E-10,0,7.6926631799921877E-6,0,2.6236427501932398E-3,8.8370987312445543E-7,0,null,null,null,null,null,5.0114155251141553E-2,2.5834352129584658E-3,7.574772494905077E-6,2583.4352129584659,7.5747724949050772,0.38625017875015422]
[null,null,null,null,null,null,null,null,null,null,null,null,null,null,null,null,null,null,null,null,null,null,null,null,null,null,null,null,null,null,null,null,null,null,null,null,null,91704.047618125449,1.0904644080316063E-2,44.100000000000357,12.378060491402522,-0.17806049140252078,{"$f":"IF(AN451<>\"\",Schadstoffbelastung!$K$4*Ergebnisse!AO451,\"\")","v":495.12241965610087},{"$f":"IF(AN451<>\"\",kf*Ergebnisse!AQ451*Ergebnisse!AM451,\"\")","v":5.3991337625346665E-5},1.0904644080316064E-7,1.0904644080316064E-6,4.1133923116224642E-14,-2.7852406119742284E-14,2.2060933793254805E-4,3.769630917569025E-3,null,7.6929962281942451E-6,0,2.6237563388790235E-3,1.6425752298674638E-10,0,7.6926631799921877E-6,0,2.6236427501932398E-3,8.8370987312445543E-7,0,null,null,null,null,null,5.0228310502283102E-2,2.5833441235613066E-3,7.574505415840459E-6,2583.3441235613068,7.5745054158404592,0.387130019704027]
[null,null,null,null,null,null,null,null,null,null,null,null,null,null,null,null,null,null,null,null,null,null,null,null,null,null,null,null,null,null,null,null,null,null,null,null,null,91919.845230319828,1.087904355685494E-2,44.200000000000358,12.379150955810553,-0.1791509558105524,{"$f":"IF(AN452<>\"\",Schadstoffbelastung!$K$4*Ergebnisse!AO452,\"\")","v":495.16603823242212},{"$f":"IF(AN452<>\"\",kf*Ergebnisse!AQ452*Ergebnisse!AM452,\"\")","v":5.3869328978058196E-5},1.0879043556854941E-7,1.087904355685494E-6,4.1049895302999971E-14,-2.7795509607034888E-14,2.200914196502192E-4,3.7619303673012455E-3,null,7.6929962281942451E-6,0,2.6237563388790235E-3,1.6425752298674638E-10,0,7.6926631799921877E-6,0,2.6236427501932398E-3,8.8370987312445543E-7,0,null,null,null,null,null,5.0342465753424659E-2,2.5832530373758708E-3,7.5742383461927875E-6,2583.2530373758709,7.5742383461927876,0.38800986065789983]
[null,null,null,null,null,null,null,null,null,null,null,null,null,null,null,null,null,null,null,null,null,null,null,null,null,null,null,null,null,null,null,null,null,null,null,null,null,92135.660387007229,1.0853560888364045E-2,44.30000000000036,12.380238860166239,-0.18023886016623791,{"$f":"IF(AN453<>\"\",Schadstoffbelastung!$K$4*Ergebnisse!AO453,\"\")","v":495.20955440664954},{"$f":"IF(AN453<>\"\",kf*Ergebnisse!AQ453*Ergebnisse!AM453,\"\")","v":5.374787051252199E-5},1.0853560888364046E-7,1.0853560888364046E-6,4.0966228789528539E-14,-2.7738857735895709E-14,2.1957588566459571E-4,3.7542629275810913E-3,null,7.6929962281942451E-6,0,2.6237563388790235E-3,1.6425752298674638E-10,0,7.6926631799921877E-6,0,2.6236427501932398E-3,8.8370987312445543E-7,0,null,null,null,null,null,5.0456621004566209E-2,2.5831619544020444E-3,7.5739712859617303E-6,2583.1619544020446,7.573971285961731,0.38888970161177255]
[null,null,null,null,null,null,null,null,null,null,null,null,null,null,null,null,null,null,null,null,null,null,null,null,null,null,null,null,null,null,null,null,null,null,null,null,null,92351.493047631375,1.0828195267879993E-2,44.400000000000361,12.381324216255075,-0.18132421625507433,{"$f":"IF(AN454<>\"\",Schadstoffbelastung!$K$4*Ergebnisse!AO454,\"\")","v":495.252968650203},{"$f":"IF(AN454<>\"\",kf*Ergebnisse!AQ454*Ergebnisse!AM454,\"\")","v":5.362695851541647E-5},1.0828195267879994E-7,1.0828195267879993E-6,4.0882921211428439E-14,-2.7682448905365733E-14,2.1906271965018757E-4,3.7466283817298098E-3,null,7.6929962281942451E-6,0,2.6237563388790235E-3,1.6425752298674638E-10,0,7.6926631799921877E-6,0,2.6236427501932398E-3,8.8370987312445543E-7,0,null,null,null,null,null,5.0570776255707765E-2,2.5830708746397146E-3,7.5737042351469554E-6,2583.0708746397149,7.5737042351469555,0.38976954256564539]
[null,null,null,null,null,null,null,null,null,null,null,null,null,null,null,null,null,null,null,null,null,null,null,null,null,null,null,null,null,null,null,null,null,null,null,null,null,92567.343170674503,1.0802945895900098E-2,44.500000000000362,12.382407035781863,-0.18240703578186235,{"$f":"IF(AN455<>\"\",Schadstoffbelastung!$K$4*Ergebnisse!AO455,\"\")","v":495.29628143127456},{"$f":"IF(AN455<>\"\",kf*Ergebnisse!AQ455*Ergebnisse!AM455,\"\")","v":5.3506589307425679E-5},1.0802945895900099E-7,1.0802945895900099E-6,4.079997022551084E-14,-2.7626281528836099E-14,2.1855190543244046E-4,3.7390265150108416E-3,null,7.6929962281942451E-6,0,2.6237563388790235E-3,1.6425752298674638E-10,0,7.6926631799921877E-6,0,2.6236427501932398E-3,8.8370987312445543E-7,0,null,null,null,null,null,5.0684931506849315E-2,2.5829797980887678E-3,7.5734371937481307E-6,2582.9797980887679,7.5734371937481315,0.39064938351951817]
[null,null,null,null,null,null,null,null,null,null,null,null,null,null,null,null,null,null,null,null,null,null,null,null,null,null,null,null,null,null,null,null,null,null,null,null,null,92783.210716280868,1.0777811979991572E-2,44.600000000000364,12.383487330371453,-0.18348733037145237,{"$f":"IF(AN456<>\"\",Schadstoffbelastung!$K$4*Ergebnisse!AO456,\"\")","v":495.33949321485812},{"$f":"IF(AN456<>\"\",kf*Ergebnisse!AQ456*Ergebnisse!AM456,\"\")","v":5.338675924134052E-5},1.0777811979991572E-7,1.0777811979991571E-6,4.0717373508539847E-14,-2.7570354033208383E-14,2.1804342697982952E-4,3.731457114516174E-3,null,7.6929962281942451E-6,0,2.6237563388790235E-3,1.6425752298674638E-10,0,7.6926631799921877E-6,0,2.6236427501932398E-3,8.8370987312445543E-7,0,null,null,null,null,null,5.0799086757990865E-2,2.5828887247490912E-3,7.5731701617649244E-6,2582.8887247490911,7.5731701617649243,0.39152922447339095]
[null,null,null,null,null,null,null,null,null,null,null,null,null,null,null,null,null,null,null,null,null,null,null,null,null,null,null,null,null,null,null,null,null,null,null,null,null,92999.095643125474,1.0752792735075747E-2,44.700000000000365,12.384565111569453,-0.18456511156945155,{"$f":"IF(AN457<>\"\",Schadstoffbelastung!$K$4*Ergebnisse!AO457,\"\")","v":495.38260446277809},{"$f":"IF(AN457<>\"\",kf*Ergebnisse!AQ457*Ergebnisse!AM457,\"\")","v":5.3267464703502631E-5},1.0752792735075748E-7,1.0752792735075747E-6,4.0635128758209485E-14,-2.7514664859556127E-14,2.1753726840960936E-4,3.7239199692558718E-3,null,7.6929962281942451E-6,0,2.6237563388790235E-3,1.6425752298674638E-10,0,7.6926631799921877E-6,0,2.6236427501932398E-3,8.8370987312445543E-7,0,null,null,null,null,null,5.0913242009132421E-2,2.5827976546205712E-3,7.5729031391970042E-6,2582.7976546205714,7.5729031391970043,0.39240906542726373]
[null,null,null,null,null,null,null,null,null,null,null,null,null,null,null,null,null,null,null,null,null,null,null,null,null,null,null,null,null,null,null,null,null,null,null,null,null,93214.997912150488,1.0727887382912929E-2,44.800000000000367,12.38564039084296,-0.18564039084295914,{"$f":"IF(AN458<>\"\",Schadstoffbelastung!$K$4*Ergebnisse!AO458,\"\")","v":495.42561563371839},{"$f":"IF(AN458<>\"\",kf*Ergebnisse!AQ458*Ergebnisse!AM458,\"\")","v":5.314870211128838E-5},1.072788738291293E-7,1.0727887382912929E-6,4.0553233691493047E-14,-2.7459212462007156E-14,2.1703341397739234E-4,3.7164148700068078E-3,null,7.6929962281942451E-6,0,2.6237563388790235E-3,1.6425752298674638E-10,0,7.6926631799921877E-6,0,2.6236427501932398E-3,8.8370987312445543E-7,0,null,null,null,null,null,5.1027397260273971E-2,2.5827065877030955E-3,7.572636126044039E-6,2582.7065877030955,7.5726361260440394,0.3932889063811365]
[null,null,null,null,null,null,null,null,null,null,null,null,null,null,null,null,null,null,null,null,null,null,null,null,null,null,null,null,null,null,null,null,null,null,null,null,null,93430.917482352103,1.0703095152510958E-2,44.900000000000368,12.386713179581252,-0.18671317958125044,{"$f":"IF(AN459<>\"\",Schadstoffbelastung!$K$4*Ergebnisse!AO459,\"\")","v":495.46852718325005},{"$f":"IF(AN459<>\"\",kf*Ergebnisse!AQ459*Ergebnisse!AM459,\"\")","v":5.3030467915167881E-5},1.070309515251096E-7,1.070309515251096E-6,{"$f":"IF(AN459<>\"\",(AX459*$S$36)/A0*(d_50*2)*1000000,\"\")","v":4.0471686046028238E-14},{"$f":"IF(AU459<>\"\",AU459*($S$41-$S$40),\"\")","v":-2.7403995308681492E-14},2.1653184808541402E-4,3.7089416094395985E-3,null,7.6929962281942451E-6,0,{"$f":"IF(AN459<>\"\",IF(AZ459<Lw,(AZ459*pb)/(Kd*pb+Theta_w),(Sättigungskonz*pb)/(Kd*pb+Theta_w)),\"\")","v":2.6237563388790235E-3},{"$f":"IF(AN459<>\"\",IF(BA459=0,n*$AO$4*((AZ459/$S$10)-BB459),0),\"\")","v":1.6425752298674638E-10},{"$f":"IF(AN459<>\"\",IF(BA459<>0,IF(AU459*(Sättigungskonz-BB459)<0,AU459*((Sättigungskonz-BB459)*(-1)),AU459*(Sättigungskonz-BB459)),0),\"\")","v":0},{"$f":"IF(AN459<>\"\",IF(Sättigungskonz>=AZ459,IF(AZ459-(BC459+BD459)*$BC$4/pb>0,AZ459-(BC459+BD459)*$BC$4/pb,0),IF(AZ459-(BC459+BD459)*$BC$4/pb>Sättigungskonz,AZ459-(BC459+BD459)*$BC$4/pb,Sättigungskonz)),\"\")","v":7.6926631799921877E-6},0,{"$f":"IF(AN459<>\"\",IF(BE459<Lw,(BE459*pb)/(Kd*pb+Theta_w),(Sättigungskonz*pb)/(Kd*pb+Theta_w)),\"\")","v":2.6236427501932398E-3},{"$f":"IF(AN459<>\"\",IF(BF458=0,n*$AO$4*(BE459-(BG459/$S$10))*(-1),0),\"\")","v":8.8370987312445543E-7},{"$f":"IF(AN459<>\"\",IF(BF459<>0,AU459*(Sättigungskonz-BG459),0),\"\")","v":0},null,null,null,null,null,5.1141552511415528E-2,2.5826155239965496E-3,7.572369122305696E-6,2582.6155239965497,7.5723691223056964,{"$f":"IF(BO459<>\"\",BO459*(0.1*Retardation),\"\")","v":0.39416874733500934}]
[null,null,null,null,null,null,null,null,null,null,null,null,null,null,null,null,null,null,null,null,null,null,null,null,null,null,null,null,null,null,null,null,null,null,null,null,null,{"$f":"IF(AN460<>\"\",IF(((AN461-AN460)/AT460)<0,((AN461-AN460)/AT460)*(-1),((AN461-AN460)/AT460)),\"\")","v":93646.854314092518},1.067841527966336E-2,{"$f":"IF(AN459>=$AS$6+0.1,\"\",AN459+0.1)","v":45.000000000000369},12.387783489096503,-0.18778348909650155,{"$f":"IF(AN460<>\"\",Schadstoffbelastung!$K$4*Ergebnisse!AO460,\"\")","v":495.51133956386013},{"$f":"IF(AN460<>\"\",kf*Ergebnisse!AQ460*Ergebnisse!AM460,\"\")","v":5.2912758596451841E-5},1.0678415279663361E-7,1.067841527966336E-6,4.0390483578640083E-14,-2.7349011880691181E-14,2.1603255527318955E-4,3.7014999819832434E-3,null,7.6929962281942451E-6,0,2.6237563388790235E-3,1.6425752298674638E-10,0,7.6926631799921877E-6,{"$f":"IF(AN460<>\"\",IF(BA460<>0,BA460-((BH460+BD460)*$BC$4),0),\"\")","v":0},2.6236427501932398E-3,8.8370987312445543E-7,0,null,null,null,null,null,5.1255707762557078E-2,2.5825244635008207E-3,7.5721021279816431E-6,{"$f":"IF(BP460<>\"\",BP460/(1*10^-6),\"\")","v":2582.5244635008207},{"$f":"IF(BQ460<>\"\",BQ460/(1*10^-6),\"\")","v":7.5721021279816432},0.39504858828888212]
[null,null,null,null,null,null,null,null,null,null,null,null,null,null,null,null,null,null,null,null,null,null,null,null,null,null,null,null,null,null,null,null,null,null,null,null,null,93862.808368131708,1.0653847006984867E-2,45.100000000000371,12.388851330624469,-0.18885133062446791,{"$f":"IF(AN461<>\"\",Schadstoffbelastung!$K$4*Ergebnisse!AO461,\"\")","v":495.55405322497876},{"$f":"IF(AN461<>\"\",kf*Ergebnisse!AQ461*Ergebnisse!AM461,\"\")","v":5.2795570667501601E-5},1.0653847006984869E-7,1.0653847006984869E-6,4.0309624065498281E-14,-2.7294260672246835E-14,2.155355202182323E-4,3.6940897838395447E-3,null,7.6929962281942451E-6,0,2.6237563388790235E-3,1.6425752298674638E-10,0,7.6926631799921877E-6,0,2.6236427501932398E-3,8.8370987312445543E-7,0,null,null,null,null,null,5.1369863013698627E-2,2.5824334062157961E-3,7.5718351430715491E-6,2582.4334062157964,7.5718351430715494,0.39592842924275484]
[null,null,null,null,null,null,null,null,null,null,null,null,null,null,null,null,null,null,null,null,null,null,null,null,null,null,null,null,null,null,null,null,null,null,null,null,null,94078.779604641226,1.0629389583946951E-2,45.200000000000372,12.389916715325167,-0.18991671532516641,{"$f":"IF(AN462<>\"\",Schadstoffbelastung!$K$4*Ergebnisse!AO462,\"\")","v":495.59666861300673},{"$f":"IF(AN462<>\"\",kf*Ergebnisse!AQ462*Ergebnisse!AM462,\"\")","v":5.2678900671939028E-5},1.0629389583946951E-7,1.062938958394695E-6,4.022910530227456E-14,-2.7239740190764195E-14,2.1504072773677294E-4,3.6867108129975232E-3,null,7.6929962281942451E-6,0,2.6237563388790235E-3,1.6425752298674638E-10,0,7.6926631799921877E-6,0,2.6236427501932398E-3,8.8370987312445543E-7,0,null,null,null,null,null,5.1484018264840184E-2,2.5823423521413626E-3,7.5715681675750819E-6,2582.3423521413629,7.5715681675750819,0.39680827019662768]
[null,null,null,null,null,null,null,null,null,null,null,null,null,null,null,null,null,null,null,null,null,null,null,null,null,null,null,null,null,null,null,null,null,null,null,null,null,94294.76798377902,1.0605042266735714E-2,45.300000000000374,12.390979654283562,-0.19097965428356112,{"$f":"IF(AN463<>\"\",Schadstoffbelastung!$K$4*Ergebnisse!AO463,\"\")","v":495.63918617134249},{"$f":"IF(AN463<>\"\",kf*Ergebnisse!AQ463*Ergebnisse!AM463,\"\")","v":5.2562745183975787E-5},1.0605042266735715E-7,1.0605042266735715E-6,4.0148925103715042E-14,-2.7185448956574562E-14,2.1454816278088407E-4,3.6793628691942355E-3,null,7.6929962281942451E-6,0,2.6237563388790235E-3,1.6425752298674638E-10,0,7.6926631799921877E-6,0,2.6236427501932398E-3,8.8370987312445543E-7,0,null,null,null,null,null,5.1598173515981734E-2,2.5822513012774061E-3,7.5713012014919096E-6,2582.2513012774061,7.5713012014919103,0.39768811115050046]
[null,null,null,null,null,null,null,null,null,null,null,null,null,null,null,null,null,null,null,null,null,null,null,null,null,null,null,null,null,null,null,null,null,null,null,null,null,94510.773467559178,1.0580804317967667E-2,45.400000000000375,12.392040158510236,-0.1920401585102347,{"$f":"IF(AN464<>\"\",Schadstoffbelastung!$K$4*Ergebnisse!AO464,\"\")","v":495.68160634040942},{"$f":"IF(AN464<>\"\",kf*Ergebnisse!AQ464*Ergebnisse!AM464,\"\")","v":5.2447100807037537E-5},1.0580804317967668E-7,1.0580804317967668E-6,4.0069081302743416E-14,-2.7131385502317547E-14,2.140578104327305E-4,3.6720457538325806E-3,null,7.6929962281942451E-6,0,2.6237563388790235E-3,1.6425752298674638E-10,0,7.6926631799921877E-6,0,2.6236427501932398E-3,8.8370987312445543E-7,0,null,null,null,null,null,5.171232876712329E-2,2.5821602536238142E-3,7.5710342448217E-6,2582.1602536238142,7.5710342448217007,0.39856795210437329]
[null,null,null,null,null,null,null,null,null,null,null,null,null,null,null,null,null,null,null,null,null,null,null,null,null,null,null,null,null,null,null,null,null,null,null,null,null,94726.796016043227,1.0556675007045008E-2,45.500000000000377,12.393098238942033,-0.19309823894203149,{"$f":"IF(AN465<>\"\",Schadstoffbelastung!$K$4*Ergebnisse!AO465,\"\")","v":495.72392955768129},{"$f":"IF(AN465<>\"\",kf*Ergebnisse!AQ465*Ergebnisse!AM465,\"\")","v":5.2331964175557148E-5},1.0556675007045009E-7,1.0556675007045008E-6,3.9989571751669815E-14,-2.7077548373759614E-14,2.1356965591175673E-4,3.6647592700920864E-3,null,7.6929962281942451E-6,0,2.6237563388790235E-3,1.6425752298674638E-10,0,7.6926631799921877E-6,0,2.6236427501932398E-3,8.8370987312445543E-7,0,null,null,null,null,null,5.182648401826484E-2,2.5820692091804735E-3,7.5707672975641213E-6,2582.0692091804735,7.5707672975641218,0.39944779305824607]
[null,null,null,null,null,null,null,null,null,null,null,null,null,null,null,null,null,null,null,null,null,null,null,null,null,null,null,null,null,null,null,null,null,null,null,null,null,94942.835590961389,1.0532653609675997E-2,45.600000000000378,12.394153906442737,-0.194153906442736,{"$f":"IF(AN466<>\"\",Schadstoffbelastung!$K$4*Ergebnisse!AO466,\"\")","v":495.7661562577095},{"$f":"IF(AN466<>\"\",kf*Ergebnisse!AQ466*Ergebnisse!AM466,\"\")","v":5.2217331952629587E-5},1.0532653609675997E-7,1.0532653609675997E-6,3.9910394320649266E-14,-2.7023936128750278E-14,2.1308368456498364E-4,3.6575032227876411E-3,null,7.6929962281942451E-6,0,2.6237563388790235E-3,1.6425752298674638E-10,0,7.6926631799921877E-6,0,2.6236427501932398E-3,8.8370987312445543E-7,0,null,null,null,null,null,5.194063926940639E-2,2.5819781679472706E-3,7.5705003597188412E-6,2581.9781679472708,7.5705003597188414,0.40032763401211879]
[null,null,null,null,null,null,null,null,null,null,null,null,null,null,null,null,null,null,null,null,null,null,null,null,null,null,null,null,null,null,null,null,null,null,null,null,null,95158.89215300807,1.0508739408105889E-2,45.700000000000379,12.395207171803705,-0.19520717180370362,{"$f":"IF(AN467<>\"\",Schadstoffbelastung!$K$4*Ergebnisse!AO467,\"\")","v":495.80828687214819},{"$f":"IF(AN467<>\"\",kf*Ergebnisse!AQ467*Ergebnisse!AM467,\"\")","v":5.2103200831188145E-5},1.0508739408105892E-7,1.050873940810589E-6,3.9831546898480428E-14,-2.6970547337762942E-14,2.1259988187168069E-4,3.6502774184426858E-3,null,7.6929962281942451E-6,0,2.6237563388790235E-3,1.6425752298674638E-10,0,7.6926631799921877E-6,0,2.6236427501932398E-3,8.8370987312445543E-7,0,null,null,null,null,null,5.2054794520547946E-2,2.5818871299240925E-3,7.5702334312855287E-6,2581.8871299240927,7.5702334312855291,0.40120747496599163]
[null,null,null,null,null,null,null,null,null,null,null,null,null,null,null,null,null,null,null,null,null,null,null,null,null,null,null,null,null,null,null,null,null,null,null,null,null,95374.965664888674,1.0484931690708372E-2,45.800000000000381,12.396258045744515,-0.19625804574451422,{"$f":"IF(AN468<>\"\",Schadstoffbelastung!$K$4*Ergebnisse!AO468,\"\")","v":495.85032182978063},{"$f":"IF(AN468<>\"\",kf*Ergebnisse!AQ468*Ergebnisse!AM468,\"\")","v":5.1989567532010123E-5},1.0484931690708373E-7,1.0484931690708373E-6,3.9753027391295941E-14,-2.6917380583008111E-14,2.1211823343510015E-4,3.6430816651691995E-3,null,7.6929962281942451E-6,0,2.6237563388790235E-3,1.6425752298674638E-10,0,7.6926631799921877E-6,0,2.6236427501932398E-3,8.8370987312445543E-7,0,null,null,null,null,null,5.2168949771689496E-2,2.5817960951108263E-3,7.5699665122638516E-6,2581.7960951108262,7.5699665122638518,0.40208731591986441]
[null,null,null,null,null,null,null,null,null,null,null,null,null,null,null,null,null,null,null,null,null,null,null,null,null,null,null,null,null,null,null,null,null,null,null,null,null,95591.056087154124,1.0461229752376362E-2,45.900000000000382,12.397306538913586,-0.19730653891358507,{"$f":"IF(AN469<>\"\",Schadstoffbelastung!$K$4*Ergebnisse!AO469,\"\")","v":495.89226155654342},{"$f":"IF(AN469<>\"\",kf*Ergebnisse!AQ469*Ergebnisse!AM469,\"\")","v":5.1876428805685129E-5},1.0461229752376362E-7,1.0461229752376362E-6,3.9674833723887813E-14,-2.6864434459330836E-14,2.1163872499038332E-4,3.6359157727891573E-3,null,7.6929962281942451E-6,0,2.6237563388790235E-3,1.6425752298674638E-10,0,7.6926631799921877E-6,0,2.6236427501932398E-3,8.8370987312445543E-7,0,null,null,null,null,null,5.2283105022831053E-2,2.5817050635073583E-3,7.569699602653478E-6,2581.7050635073583,7.5696996026534782,0.40296715687373724]
[null,null,null,null,null,null,null,null,null,null,null,null,null,null,null,null,null,null,null,null,null,null,null,null,null,null,null,null,null,null,null,null,null,null,null,null,null,95807.163382408457,1.0437632893989097E-2,46.000000000000384,12.398352661888824,-0.19835266188882272,{"$f":"IF(AN470<>\"\",Schadstoffbelastung!$K$4*Ergebnisse!AO470,\"\")","v":495.93410647555294},{"$f":"IF(AN470<>\"\",kf*Ergebnisse!AQ470*Ergebnisse!AM470,\"\")","v":5.176378143000323E-5},1.0437632893989098E-7,1.0437632893989097E-6,3.9596963837986493E-14,-2.6811707573045437E-14,2.1116134239377945E-4,3.6287795526768235E-3,null,7.6929962281942451E-6,0,2.6237563388790235E-3,1.6425752298674638E-10,0,7.6926631799921877E-6,0,2.6236427501932398E-3,8.8370987312445543E-7,0,null,null,null,null,null,5.2397260273972603E-2,2.5816140351135755E-3,7.5694327024540759E-6,2581.6140351135755,7.5694327024540762,0.40384699782760997]
[null,null,null,null,null,null,null,null,null,null,null,null,null,null,null,null,null,null,null,null,null,null,null,null,null,null,null,null,null,null,null,null,null,null,null,null,null,96023.287512269468,1.0414140422678594E-2,46.100000000000385,12.399396425178223,-0.19939642517822165,{"$f":"IF(AN471<>\"\",Schadstoffbelastung!$K$4*Ergebnisse!AO471,\"\")","v":495.97585700712892},{"$f":"IF(AN471<>\"\",kf*Ergebnisse!AQ471*Ergebnisse!AM471,\"\")","v":5.1651622211306001E-5},1.0414140422678595E-7,1.0414140422678596E-6,3.9519415693175532E-14,-2.6759198542554846E-14,2.1068607162803621E-4,3.6216728178425717E-3,null,7.6929962281942451E-6,0,2.6237563388790235E-3,1.6425752298674638E-10,0,7.6926631799921877E-6,0,2.6236427501932398E-3,8.8370987312445543E-7,0,null,null,null,null,null,5.2511415525114152E-2,2.5815230099293647E-3,7.5691658116653131E-6,2581.5230099293649,7.5691658116653135,0.40472683878148275]
[null,null,null,null,null,null,null,null,null,null,null,null,null,null,null,null,null,null,null,null,null,null,null,null,null,null,null,null,null,null,null,null,null,null,null,null,null,96239.428439519397,1.039075165152766E-2,46.200000000000387,12.400437839220491,-0.20043783922048952,{"$f":"IF(AN472<>\"\",Schadstoffbelastung!$K$4*Ergebnisse!AO472,\"\")","v":496.0175135688196},{"$f":"IF(AN472<>\"\",kf*Ergebnisse!AQ472*Ergebnisse!AM472,\"\")","v":5.1539947983018564E-5},1.0390751651527661E-7,1.0390751651527659E-6,3.9442187265930386E-14,-2.670690599769976E-14,2.1021289879629039E-4,3.6145953828447975E-3,null,7.6929962281942451E-6,0,2.6237563388790235E-3,1.6425752298674638E-10,0,7.6926631799921877E-6,{"$f":"IF(AN472<>\"\",IF(BA472<>0,BA472-((BH472+BD472)*$BC$4),0),\"\")","v":0},2.6236427501932398E-3,8.8370987312445543E-7,0,null,null,null,null,null,5.2625570776255709E-2,2.5814319879546126E-3,7.5688989302868585E-6,2581.4319879546129,7.568898930286859,0.40560667973535558]
[null,null,null,null,null,null,null,null,null,null,null,null,null,null,null,null,null,null,null,null,null,null,null,null,null,null,null,null,null,null,null,null,null,null,null,null,null,96455.586125694623,1.0367465899765302E-2,46.300000000000388,12.401476914385643,-0.2014769143856423,{"$f":"IF(AN473<>\"\",Schadstoffbelastung!$K$4*Ergebnisse!AO473,\"\")","v":496.05907657542571},{"$f":"IF(AN473<>\"\",kf*Ergebnisse!AQ473*Ergebnisse!AM473,\"\")","v":5.1428755606647912E-5},1.0367465899765303E-7,1.0367465899765302E-6,3.9365276550298455E-14,-2.6654828580219111E-14,2.0974181012602111E-4,3.6075470638522395E-3,null,7.6929962281942451E-6,0,2.6237563388790235E-3,1.6425752298674638E-10,0,7.6926631799921877E-6,0,2.6236427501932398E-3,8.8370987312445543E-7,0,null,null,null,null,null,5.2739726027397259E-2,2.5813409691892064E-3,7.5686320583183801E-6,2581.3409691892066,7.5686320583183804,0.40648652068922836]
[null,null,null,null,null,null,null,null,null,null,null,null,null,null,null,null,null,null,null,null,null,null,null,null,null,null,null,null,null,null,null,null,null,null,null,null,null,96671.760534428744,1.0344282492340392E-2,46.400000000000389,12.40251366097562,-0.20251366097561885,{"$f":"IF(AN474<>\"\",Schadstoffbelastung!$K$4*Ergebnisse!AO474,\"\")","v":496.10054643902481},{"$f":"IF(AN474<>\"\",kf*Ergebnisse!AQ474*Ergebnisse!AM474,\"\")","v":5.1318041969697065E-5},1.0344282492340393E-7,1.0344282492340393E-6,3.9288681556526014E-14,-2.660296494282033E-14,2.0927279196042488E-4,3.6005276785181497E-3,null,7.6929962281942451E-6,0,2.6237563388790235E-3,1.6425752298674638E-10,0,7.6926631799921877E-6,0,2.6236427501932398E-3,8.8370987312445543E-7,0,null,null,null,null,null,5.2853881278538815E-2,2.5812499536330331E-3,7.5683651957595458E-6,2581.2499536330333,7.5683651957595464,0.40736636164310114]
[null,null,null,null,null,null,null,null,null,null,null,null,null,null,null,null,null,null,null,null,null,null,null,null,null,null,null,null,null,null,null,null,null,null,null,null,null,96887.9516275567,1.0321200760276946E-2,46.500000000000391,12.403548089224854,-0.2035480892248529,{"$f":"IF(AN475<>\"\",Schadstoffbelastung!$K$4*Ergebnisse!AO475,\"\")","v":496.14192356899417},{"$f":"IF(AN475<>\"\",kf*Ergebnisse!AQ475*Ergebnisse!AM475,\"\")","v":5.1207803987455698E-5},1.0321200760276947E-7,1.0321200760276946E-6,3.9212400312265617E-14,-2.655131374999691E-14,2.0880583076560285E-4,3.59353704609094E-3,null,7.6929962281942451E-6,0,2.6237563388790235E-3,1.6425752298674638E-10,0,7.6926631799921877E-6,0,2.6236427501932398E-3,8.8370987312445543E-7,0,null,null,null,null,null,5.2968036529680365E-2,2.5811589412859789E-3,7.5680983426100244E-6,2581.1589412859789,7.5680983426100248,0.40824620259697392]
[null,null,null,null,null,null,null,null,null,null,null,null,null,null,null,null,null,null,null,null,null,null,null,null,null,null,null,null,null,null,null,null,null,null,null,null,null,97104.159368156441,1.0298220040283322E-2,46.600000000000392,12.404580209300882,-0.20458020930088061,{"$f":"IF(AN476<>\"\",Schadstoffbelastung!$K$4*Ergebnisse!AO476,\"\")","v":496.18320837203527},{"$f":"IF(AN476<>\"\",kf*Ergebnisse!AQ476*Ergebnisse!AM476,\"\")","v":5.1098038601089696E-5},1.0298220040283323E-7,1.0298220040283323E-6,3.9136430861318464E-14,-2.6499873677176835E-14,2.0834091312265491E-4,3.5865749872989313E-3,null,7.6929962281942451E-6,0,2.6237563388790235E-3,1.6425752298674638E-10,0,7.6926631799921877E-6,0,2.6236427501932398E-3,8.8370987312445543E-7,0,null,null,null,null,null,5.3082191780821915E-2,2.5810679321479307E-3,7.5678314988694839E-6,2581.0679321479306,7.5678314988694844,0.4091260435508467]
[null,null,null,null,null,null,null,null,null,null,null,null,null,null,null,null,null,null,null,null,null,null,null,null,null,null,null,null,null,null,null,null,null,null,null,null,null,97320.383719474703,1.0275339674805505E-2,46.700000000000394,12.40561003130491,-0.20561003130490896,{"$f":"IF(AN477<>\"\",Schadstoffbelastung!$K$4*Ergebnisse!AO477,\"\")","v":496.2244012521964},{"$f":"IF(AN477<>\"\",kf*Ergebnisse!AQ477*Ergebnisse!AM477,\"\")","v":5.0988742777933006E-5},1.0275339674805506E-7,1.0275339674805506E-6,3.9060771263844109E-14,-2.6448643410864582E-14,2.0787802572875752E-4,3.5796413243695704E-3,null,7.6929962281942451E-6,0,2.6237563388790235E-3,1.6425752298674638E-10,0,7.6926631799921877E-6,0,2.6236427501932398E-3,8.8370987312445543E-7,0,null,null,null,null,null,5.3196347031963472E-2,2.5809769262187762E-3,7.5675646645375922E-6,2580.9769262187765,7.5675646645375929,0.41000588450471953]
[null,null,null,null,null,null,null,null,null,null,null,null,null,null,null,null,null,null,null,null,null,null,null,null,null,null,null,null,null,null,null,null,null,null,null,null,null,97536.624645014032,1.0252559011956063E-2,46.800000000000395,12.406637565272391,-0.20663756527238952,{"$f":"IF(AN478<>\"\",Schadstoffbelastung!$K$4*Ergebnisse!AO478,\"\")","v":496.26550261089562},{"$f":"IF(AN478<>\"\",kf*Ergebnisse!AQ478*Ergebnisse!AM478,\"\")","v":5.0879913511162431E-5},1.0252559011956063E-7,1.0252559011956061E-6,3.898541959615786E-14,-2.6397621648503932E-14,2.0741715539572653E-4,3.5727358810108637E-3,null,7.6929962281942451E-6,0,2.6237563388790235E-3,1.6425752298674638E-10,0,7.6926631799921877E-6,0,2.6236427501932398E-3,8.8370987312445543E-7,0,null,null,null,null,null,5.3310502283105021E-2,2.5808859234984012E-3,7.5672978396140183E-6,2580.8859234984016,7.5672978396140183,0.41088572545859231]
[null,null,null,null,null,null,null,null,null,null,null,null,null,null,null,null,null,null,null,null,null,null,null,null,null,null,null,null,null,null,null,null,null,null,null,null,null,97752.882107271915,1.0229877405585196E-2,46.900000000000396,12.407662821173586,-0.20766282117358514,{"$f":"IF(AN479<>\"\",Schadstoffbelastung!$K$4*Ergebnisse!AO479,\"\")","v":496.30651284694346},{"$f":"IF(AN479<>\"\",kf*Ergebnisse!AQ479*Ergebnisse!AM479,\"\")","v":5.0771547820177255E-5},1.0229877405585196E-7,1.0229877405585195E-6,3.8910373950998482E-14,-2.6346807098659243E-14,2.0695828905145435E-4,3.5658584824359123E-3,null,7.6929962281942451E-6,0,2.6237563388790235E-3,1.6425752298674638E-10,0,7.6926631799921877E-6,0,2.6236427501932398E-3,8.8370987312445543E-7,0,null,null,null,null,null,5.3424657534246578E-2,2.5807949239866936E-3,7.5670310240984299E-6,2580.7949239866934,7.56703102409843,0.41176556641246509]
[null,null,null,null,null,null,null,null,null,null,null,null,null,null,null,null,null,null,null,null,null,null,null,null,null,null,null,null,null,null,null,null,null,null,null,null,null,97969.15607071649,1.0207294214907701E-2,47.000000000000398,12.408685808914145,-0.20868580891414368,{"$f":"IF(AN480<>\"\",Schadstoffbelastung!$K$4*Ergebnisse!AO480,\"\")","v":496.34743235656578},{"$f":"IF(AN480<>\"\",kf*Ergebnisse!AQ480*Ergebnisse!AM480,\"\")","v":5.0663642748774661E-5},1.0207294214907702E-7,1.0207294214907702E-6,3.883563243632628E-14,-2.6296198480201603E-14,2.0650141373236352E-4,3.5590089552527595E-3,null,7.6929962281942451E-6,0,2.6237563388790235E-3,1.6425752298674638E-10,0,7.6926631799921877E-6,0,2.6236427501932398E-3,8.8370987312445543E-7,0,null,null,null,null,null,5.3538812785388128E-2,2.5807039276835395E-3,7.566764217990496E-6,2580.7039276835399,7.5667642179904959,0.41264540736633787]
[null,null,null,null,null,null,null,null,null,null,null,null,null,null,null,null,null,null,null,null,null,null,null,null,null,null,null,null,null,null,null,null,null,null,null,null,null,98185.446498170204,1.0184808804822721E-2,47.100000000000399,12.409706538335636,-0.20970653833563446,{"$f":"IF(AN481<>\"\",Schadstoffbelastung!$K$4*Ergebnisse!AO481,\"\")","v":496.38826153342541},{"$f":"IF(AN481<>\"\",kf*Ergebnisse!AQ481*Ergebnisse!AM481,\"\")","v":5.0556195366762747E-5},1.0184808804822721E-7,1.0184808804822721E-6,3.8761193176412412E-14,-2.6245794523046437E-14,2.0604651658987506E-4,3.5521871275642262E-3,null,7.6929962281942451E-6,0,2.6237563388790235E-3,1.6425752298674638E-10,0,7.6926631799921877E-6,0,2.6236427501932398E-3,8.8370987312445543E-7,0,null,null,null,null,null,5.3652968036529677E-2,2.580612934588826E-3,7.5664974212898836E-6,2580.6129345888262,7.5664974212898839,0.41352524832021065]
[null,null,null,null,null,null,null,null,null,null,null,null,null,null,null,null,null,null,null,null,null,null,null,null,null,null,null,null,null,null,null,null,null,null,null,null,null,98401.753353984706,1.0162420545522933E-2,47.200000000000401,12.410725019216118,-0.21072501921611675,{"$f":"IF(AN482<>\"\",Schadstoffbelastung!$K$4*Ergebnisse!AO482,\"\")","v":496.4290007686447},{"$f":"IF(AN482<>\"\",kf*Ergebnisse!AQ482*Ergebnisse!AM482,\"\")","v":5.0449202768046952E-5},1.0162420545522933E-7,1.0162420545522932E-6,3.868705431057689E-14,-2.619559396729897E-14,2.0559358488250241E-4,3.5453928288522499E-3,null,7.6929962281942451E-6,0,2.6237563388790235E-3,1.6425752298674638E-10,0,7.6926631799921877E-6,0,2.6236427501932398E-3,8.8370987312445543E-7,0,null,null,null,null,null,5.3767123287671234E-2,2.5805219447024401E-3,7.5662306339962625E-6,2580.5219447024401,7.5662306339962626,0.41440508927408348]
[null,null,null,null,null,null,null,null,null,null,null,null,null,null,null,null,null,null,null,null,null,null,null,null,null,null,null,null,null,null,null,null,null,null,null,null,null,98618.07660229734,1.014012881261891E-2,47.300000000000402,12.41174126127067,-0.21174126127066906,{"$f":"IF(AN483<>\"\",Schadstoffbelastung!$K$4*Ergebnisse!AO483,\"\")","v":496.4696504508268},{"$f":"IF(AN483<>\"\",kf*Ergebnisse!AQ483*Ergebnisse!AM483,\"\")","v":5.0342662071272684E-5},1.0140128812618911E-7,1.0140128812618911E-6,3.8613213993630707E-14,-2.6145595563553612E-14,2.0514260597836718E-4,3.5386258900184085E-3,null,7.6929962281942451E-6,0,2.6237563388790235E-3,1.6425752298674638E-10,0,7.6926631799921877E-6,0,2.6236427501932398E-3,8.8370987312445543E-7,0,null,null,null,null,null,5.3881278538812784E-2,2.5804309580242683E-3,7.5659638561092997E-6,2580.4309580242684,7.5659638561092999,0.41528493022795621]
[null,null,null,null,null,null,null,null,null,null,null,null,null,null,null,null,null,null,null,null,null,null,null,null,null,null,null,null,null,null,null,null,null,null,null,null,null,98834.416206810609,1.0117932987103584E-2,47.400000000000404,{"$f":"IF(AN484=\"\",\"\",SQRT(($S$29^2)+(($S$28^2)-($S$29^2))*(LN(AN484)-LN(Brunnenradius))/(LN(ReichweiteAbsenkung)-LN(Brunnenradius))))","v":12.412755274151932},-0.21275527415193096,{"$f":"IF(AN484<>\"\",Schadstoffbelastung!$K$4*Ergebnisse!AO484,\"\")","v":496.5102109660773},{"$f":"IF(AN484<>\"\",kf*Ergebnisse!AQ484*Ergebnisse!AM484,\"\")","v":5.0236570419674336E-5},1.0117932987103585E-7,1.0117932987103585E-6,3.8539670395788999E-14,-2.6095798072835145E-14,{"$f":"IF(AN484<>\"\",((d_50*2)*kf*AM484)/($S$13*neff),\"\")","v":2.0469356735448022E-4},{"$f":"IF(AN484<>\"\",150*(AW484^0.87)*(0.016^0.79),\"\")","v":3.5318861433759588E-3},null,7.6929962281942451E-6,0,2.6237563388790235E-3,1.6425752298674638E-10,0,7.6926631799921877E-6,0,2.6236427501932398E-3,8.8370987312445543E-7,0,null,null,null,null,null,5.399543378995434E-2,2.5803399745541974E-3,7.565697087628664E-6,2580.3399745541974,7.5656970876286644,0.41616477118182904]
[null,null,null,null,null,null,null,null,null,null,null,null,null,null,null,null,null,null,null,null,null,null,null,null,null,null,null,null,null,null,null,null,null,null,null,null,null,99050.772132140948,{"$f":"IF(AN485<>\"\",(AO486-AO485)/(AN486-AN485),\"\")","v":1.009583245515685E-2},47.500000000000405,12.413767067450642,{"$f":"IF(AN485<>\"\",$S$28-AO485,\"\")","v":-0.21376706745064133},{"$f":"IF(AN485<>\"\",Schadstoffbelastung!$K$4*Ergebnisse!AO485,\"\")","v":496.5506826980257},{"$f":"IF(AN485<>\"\",kf*Ergebnisse!AQ485*Ergebnisse!AM485,\"\")","v":5.0130924980130192E-5},{"$f":"IF(AN485<>\"\",AR485/AQ485,\"\")","v":1.0095832455156851E-7},{"$f":"IF(AS485<>\"\",AS485/$S$30,\"\")","v":1.009583245515685E-6},3.846642170205354E-14,-2.6046200266180621E-14,2.0424645659278858E-4,3.5251734225932472E-3,null,7.6929962281942451E-6,0,2.6237563388790235E-3,1.6425752298674638E-10,0,7.6926631799921877E-6,0,2.6236427501932398E-3,8.8370987312445543E-7,0,null,null,null,null,null,5.410958904109589E-2,2.5802489942921155E-3,7.5654303285540243E-6,2580.2489942921156,7.565430328554025,0.41704461213570182]
[null,null,null,null,null,null,null,null,null,null,null,null,null,null,null,null,null,null,null,null,null,null,null,null,null,null,null,null,null,null,null,null,null,null,null,null,null,99267.144342585147,1.0073826608216619E-2,47.600000000000406,12.414776650696158,-0.21477665069615703,{"$f":"IF(AN486<>\"\",Schadstoffbelastung!$K$4*Ergebnisse!AO486,\"\")","v":496.5910660278463},{"$f":"IF(AN486<>\"\",kf*Ergebnisse!AQ486*Ergebnisse!AM486,\"\")","v":5.0025722943539746E-5},1.007382660821662E-7,1.0073826608216621E-6,3.8393466112477954E-14,-2.5996800924818916E-14,2.0380126138161317E-4,3.5184875627180165E-3,null,7.6929962281942451E-6,0,2.6237563388790235E-3,1.6425752298674638E-10,0,7.6926631799921877E-6,0,2.6236427501932398E-3,8.8370987312445543E-7,0,null,null,null,null,null,5.422374429223744E-2,2.5801580172379081E-3,7.5651635788850484E-6,2580.1580172379081,7.5651635788850484,0.4179244530895746]
[null,null,null,null,null,null,null,null,null,null,null,null,null,null,null,null,null,null,null,null,null,null,null,null,null,null,null,null,null,null,null,null,null,null,null,null,null,99483.532802794929,1.0051914842854472E-2,47.700000000000408,12.41578403335698,-0.21578403335697871,{"$f":"IF(AN487<>\"\",Schadstoffbelastung!$K$4*Ergebnisse!AO487,\"\")","v":496.63136133427918},{"$f":"IF(AN487<>\"\",kf*Ergebnisse!AQ487*Ergebnisse!AM487,\"\")","v":4.9920961524230641E-5},1.0051914842854474E-7,1.0051914842854473E-6,3.8320801841784891E-14,-2.5947598839911536E-14,2.0335796951313282E-4,3.5118284001423188E-3,null,7.6929962281942451E-6,0,2.6237563388790235E-3,1.6425752298674638E-10,0,7.6926631799921877E-6,0,2.6236427501932398E-3,8.8370987312445543E-7,0,null,null,null,null,null,5.4337899543378997E-2,2.5800670433914624E-3,7.5648968386214045E-6,2580.0670433914624,7.5648968386214053,0.41880429404344738]
[null,null,null,null,null,null,null,null,null,null,null,null,null,null,null,null,null,null,null,null,null,null,null,null,null,null,null,null,null,null,null,null,null,null,null,null,null,99699.937477593252,1.0030096560740134E-2,47.800000000000409,12.416789224841265,-0.21678922484126417,{"$f":"IF(AN488<>\"\",Schadstoffbelastung!$K$4*Ergebnisse!AO488,\"\")","v":496.67156899365062},{"$f":"IF(AN488<>\"\",kf*Ergebnisse!AQ488*Ergebnisse!AM488,\"\")","v":4.981663795980621E-5},1.0030096560740133E-7,1.0030096560740132E-6,3.8248427119277044E-14,-2.5898592812492357E-14,2.0291656888266581E-4,3.5051957725943657E-3,null,7.6929962281942451E-6,0,2.6237563388790235E-3,1.6425752298674638E-10,0,7.6926631799921877E-6,0,2.6236427501932398E-3,8.8370987312445543E-7,0,null,null,null,null,null,5.4452054794520546E-2,2.5799760727526658E-3,7.5646301077627612E-6,2579.9760727526659,7.5646301077627616,0.41968413499732016]
[null,null,null,null,null,null,null,null,null,null,null,null,null,null,null,null,null,null,null,null,null,null,null,null,null,null,null,null,null,null,null,null,null,null,null,null,null,99916.358331969997,1.0008371168588184E-2,47.900000000000411,12.417792234497339,-0.2177922344973382,{"$f":"IF(AN489<>\"\",Schadstoffbelastung!$K$4*Ergebnisse!AO489,\"\")","v":496.71168937989358},{"$f":"IF(AN489<>\"\",kf*Ergebnisse!AQ489*Ergebnisse!AM489,\"\")","v":4.9712749510904568E-5},1.0008371168588184E-7,1.0008371168588183E-6,3.8176340188689032E-14,-2.584978165336732E-14,2.0247704748759172E-4,3.4985895191249504E-3,null,7.6929962281942451E-6,0,2.6237563388790235E-3,1.6425752298674638E-10,0,7.6926631799921877E-6,0,2.6236427501932398E-3,8.8370987312445543E-7,0,null,null,null,null,null,5.4566210045662103E-2,2.5798851053214049E-3,7.5643633863087875E-6,2579.8851053214048,7.5643633863087878,0.42056397595119299]
[null,null,null,null,null,null,null,null,null,null,null,null,null,null,null,null,null,null,null,null,null,null,null,null,null,null,null,null,null,null,null,null,null,null,null,null,null,100132.79533072845,9.9867380781402913E-3,48.000000000000412,12.418793071614198,-0.21879307161419703,{"$f":"IF(AN490<>\"\",Schadstoffbelastung!$K$4*Ergebnisse!AO490,\"\")","v":496.75172286456791},{"$f":"IF(AN490<>\"\",kf*Ergebnisse!AQ490*Ergebnisse!AM490,\"\")","v":4.9609293461133743E-5},9.9867380781402934E-8,9.9867380781402918E-7,3.8104539308156976E-14,-2.5801164183093859E-14,2.0203939342699207E-4,3.4920094801046617E-3,null,7.6929962281942451E-6,0,2.6237563388790235E-3,1.6425752298674638E-10,0,7.6926631799921877E-6,0,2.6236427501932398E-3,8.8370987312445543E-7,0,null,null,null,null,null,5.4680365296803653E-2,2.5797941410975662E-3,7.5640966742591511E-6,2579.7941410975664,7.5640966742591518,0.42144381690506577]
[null,null,null,null,null,null,null,null,null,null,null,null,null,null,null,null,null,null,null,null,null,null,null,null,null,null,null,null,null,null,null,null,null,null,null,null,null,100349.24843920214,9.9651967060408707E-3,48.100000000000414,12.419791745422012,-0.21979174542201108,{"$f":"IF(AN491<>\"\",Schadstoffbelastung!$K$4*Ergebnisse!AO491,\"\")","v":496.79166981688047},{"$f":"IF(AN491<>\"\",kf*Ergebnisse!AQ491*Ergebnisse!AM491,\"\")","v":4.9506267116477215E-5},9.965196706040872E-8,9.9651967060408706E-7,3.803302274983337E-14,-2.5752739231720097E-14,2.0160359489913455E-4,3.4854554971885891E-3,null,7.6929962281942451E-6,0,2.6237563388790235E-3,1.6425752298674638E-10,0,7.6926631799921877E-6,0,2.6236427501932398E-3,8.8370987312445543E-7,0,null,null,null,null,null,5.4794520547945202E-2,2.5797031800810374E-3,7.5638299716135202E-6,2579.7031800810373,7.5638299716135204,0.42232365785893855]
[null,null,null,null,null,null,null,null,null,null,null,null,null,null,null,null,null,null,null,null,null,null,null,null,null,null,null,null,null,null,null,null,null,null,null,null,null,100565.7176229194,9.9437464738193187E-3,48.200000000000415,12.420788265092616,-0.22078826509261518,{"$f":"IF(AN492<>\"\",Schadstoffbelastung!$K$4*Ergebnisse!AO492,\"\")","v":496.83153060370466},{"$f":"IF(AN492<>\"\",kf*Ergebnisse!AQ492*Ergebnisse!AM492,\"\")","v":4.9403667805228442E-5},9.9437464738193205E-8,9.9437464738193203E-7,3.7961788799855906E-14,-2.5704505638763748E-14,2.0116964020111395E-4,3.4789274133134656E-3,null,7.6929962281942451E-6,0,2.6237563388790235E-3,1.6425752298674638E-10,0,7.6926631799921877E-6,0,2.6236427501932398E-3,8.8370987312445543E-7,0,null,null,null,null,null,5.4908675799086759E-2,2.5796122222717047E-3,7.5635632783715636E-6,2579.6122222717049,7.5635632783715643,0.42320349881281133]
[null,null,null,null,null,null,null,null,null,null,null,null,null,null,null,null,null,null,null,null,null,null,null,null,null,null,null,null,null,null,null,null,null,null,null,null,null,100782.2028469049,9.922386807907772E-3,48.300000000000416,12.421782639739998,-0.22178263973999712,{"$f":"IF(AN493<>\"\",Schadstoffbelastung!$K$4*Ergebnisse!AO493,\"\")","v":496.87130558959996},{"$f":"IF(AN493<>\"\",kf*Ergebnisse!AQ493*Ergebnisse!AM493,\"\")","v":4.9301492878101581E-5},9.9223868079077725E-8,9.9223868079077717E-7,3.7890835758433554E-14,-2.5656462253270405E-14,2.0073751772921108E-4,3.4724250727055559E-3,null,7.6929962281942451E-6,0,2.6237563388790235E-3,1.6425752298674638E-10,0,7.6926631799921877E-6,0,2.6236427501932398E-3,8.8370987312445543E-7,0,null,null,null,null,null,5.5022831050228309E-2,2.579521267669456E-3,7.56329659453295E-6,2579.5212676694559,7.5632965945329502,0.42408333976668411]
[null,null,null,null,null,null,null,null,null,null,null,null,null,null,null,null,null,null,null,null,null,null,null,null,null,null,null,null,null,null,null,null,null,null,null,null,null,100998.70407750616,9.9011171394101909E-3,48.400000000000418,12.422774878420789,-0.22277487842078791,{"$f":"IF(AN494<>\"\",Schadstoffbelastung!$K$4*Ergebnisse!AO494,\"\")","v":496.91099513683156},{"$f":"IF(AN494<>\"\",kf*Ergebnisse!AQ494*Ergebnisse!AM494,\"\")","v":4.9199739707106576E-5},9.9011171394101928E-8,9.9011171394101918E-7,3.7820161939106627E-14,-2.5608607933312519E-14,2.0030721597422157E-4,3.4659483208128485E-3,null,7.6929962281942451E-6,0,2.6237563388790235E-3,1.6425752298674638E-10,0,7.6926631799921877E-6,0,2.6236427501932398E-3,8.8370987312445543E-7,0,null,null,null,null,null,5.5136986301369866E-2,2.5794303162741772E-3,7.5630299200973473E-6,2579.4303162741771,7.5630299200973479,0.42496318072055694]
[null,null,null,null,null,null,null,null,null,null,null,null,null,null,null,null,null,null,null,null,null,null,null,null,null,null,null,null,null,null,null,null,null,null,null,null,null,101215.22128008876,9.8799369042799883E-3,48.500000000000419,12.42376499013473,-0.22376499013472895,{"$f":"IF(AN495<>\"\",Schadstoffbelastung!$K$4*Ergebnisse!AO495,\"\")","v":496.95059960538919},{"$f":"IF(AN495<>\"\",kf*Ergebnisse!AQ495*Ergebnisse!AM495,\"\")","v":4.909840568645353E-5},9.8799369042799885E-8,9.8799369042799885E-7,3.7749765669363133E-14,-2.5560941546406738E-14,1.99878723525049E-4,3.4594970043615395E-3,null,7.6929962281942451E-6,0,2.6237563388790235E-3,1.6425752298674638E-10,0,7.6926631799921877E-6,0,2.6236427501932398E-3,8.8370987312445543E-7,0,null,null,null,null,null,5.5251141552511415E-2,2.5793393680857554E-3,7.5627632550644245E-6,2579.3393680857557,7.562763255064425,0.42584302167442972]
[null,null,null,null,null,null,null,null,null,null,null,null,null,null,null,null,null,null,null,null,null,null,null,null,null,null,null,null,null,null,null,null,null,null,null,null,null,101431.75442033303,9.8588455431423954E-3,48.600000000000421,12.424752983825158,-0.22475298382515696,{"$f":"IF(AN496<>\"\",Schadstoffbelastung!$K$4*Ergebnisse!AO496,\"\")","v":496.99011935300632},{"$f":"IF(AN496<>\"\",kf*Ergebnisse!AQ496*Ergebnisse!AM496,\"\")","v":4.8997488231691945E-5},9.8588455431423968E-8,9.8588455431423952E-7,3.767964529007526E-14,-2.5513461969132332E-14,1.9945202906511156E-4,3.4530709713043862E-3,null,7.6929962281942451E-6,0,2.6237563388790235E-3,1.6425752298674638E-10,0,7.6926631799921877E-6,0,2.6236427501932398E-3,8.8370987312445543E-7,0,null,null,null,null,null,5.5365296803652965E-2,2.5792484231040779E-3,7.5624965994338495E-6,2579.248423104078,7.5624965994338496,0.42672286262830245]
[null,null,null,null,null,null,null,null,null,null,null,null,null,null,null,null,null,null,null,null,null,null,null,null,null,null,null,null,null,null,null,null,null,null,null,null,null,101648.30346483673,9.8378425011878805E-3,48.700000000000422,12.425738868379472,-0.22573886837947121,{"$f":"IF(AN497<>\"\",Schadstoffbelastung!$K$4*Ergebnisse!AO497,\"\")","v":497.02955473517886},{"$f":"IF(AN497<>\"\",kf*Ergebnisse!AQ497*Ergebnisse!AM497,\"\")","v":4.8896984779202311E-5},9.8378425011878819E-8,9.8378425011878816E-7,3.7609799155170583E-14,-2.5466168086908585E-14,1.9902712137018561E-4,3.4466700707905837E-3,null,7.6929962281942451E-6,0,2.6237563388790235E-3,1.6425752298674638E-10,0,7.6926631799921877E-6,0,2.6236427501932398E-3,8.8370987312445543E-7,0,null,null,null,null,null,5.5479452054794522E-2,2.5791574813290312E-3,7.562229953205291E-6,2579.1574813290313,7.562229953205291,0.42760270358217528]
[null,null,null,null,null,null,null,null,null,null,null,null,null,null,null,null,null,null,null,null,null,null,null,null,null,null,null,null,null,null,null,null,null,null,null,null,null,101864.86837971196,9.8169272282609688E-3,48.800000000000423,12.426722652629591,-0.22672265262959002,{"$f":"IF(AN498<>\"\",Schadstoffbelastung!$K$4*Ergebnisse!AO498,\"\")","v":497.06890610518366},{"$f":"IF(AN498<>\"\",kf*Ergebnisse!AQ498*Ergebnisse!AM498,\"\")","v":4.8796892786658728E-5},9.8169272282609702E-8,9.8169272282609696E-7,3.7540225631952938E-14,-2.5419058794212045E-14,1.9860398931020268E-4,3.4402941531951623E-3,null,7.6929962281942451E-6,0,2.6237563388790235E-3,1.6425752298674638E-10,0,7.6926631799921877E-6,0,2.6236427501932398E-3,8.8370987312445543E-7,0,null,null,null,null,null,5.5593607305936071E-2,2.5790665427605029E-3,7.561963316378418E-6,2579.0665427605031,7.5619633163784181,0.42848254453604806]
[null,null,null,null,null,null,null,null,null,null,null,null,null,null,null,null,null,null,null,null,null,null,null,null,null,null,null,null,null,null,null,null,null,null,null,null,null,102081.44913100297,9.7960991787714169E-3,48.900000000000425,12.427704345352417,-0.22770434535241613,{"$f":"IF(AN499<>\"\",Schadstoffbelastung!$K$4*Ergebnisse!AO499,\"\")","v":497.10817381409669},{"$f":"IF(AN499<>\"\",kf*Ergebnisse!AQ499*Ergebnisse!AM499,\"\")","v":4.8697209732608313E-5},9.7960991787714165E-8,9.7960991787714157E-7,3.7470923100832587E-14,-2.5372132994393825E-14,1.9818262184745253E-4,3.4339430700942655E-3,null,7.6929962281942451E-6,0,2.6237563388790235E-3,1.6425752298674638E-10,0,7.6926631799921877E-6,0,2.6236427501932398E-3,8.8370987312445543E-7,0,null,null,null,null,null,5.5707762557077628E-2,2.5789756073983793E-3,7.5616966889528983E-6,2578.9756073983795,7.5616966889528987,0.42936238548992089]
[null,null,null,null,null,null,null,null,null,null,null,null,null,null,null,null,null,null,null,null,null,null,null,null,null,null,null,null,null,null,null,null,null,null,null,null,null,102298.04568549276,9.7753578115698792E-3,49.000000000000426,12.428683955270294,-0.22868395527029328,{"$f":"IF(AN500<>\"\",Schadstoffbelastung!$K$4*Ergebnisse!AO500,\"\")","v":497.14735821081177},{"$f":"IF(AN500<>\"\",kf*Ergebnisse!AQ500*Ergebnisse!AM500,\"\")","v":4.8597933115873885E-5},9.7753578115698805E-8,9.7753578115698808E-7,3.740188995493748E-14,-2.532538959941637E-14,1.9776300803406758E-4,3.4276166742295191E-3,null,7.6929962281942451E-6,0,2.6237563388790235E-3,1.6425752298674638E-10,0,7.6926631799921877E-6,0,2.6236427501932398E-3,8.8370987312445543E-7,0,null,null,null,null,null,5.5821917808219178E-2,2.5788846752425472E-3,7.5614300709284008E-6,2578.8846752425475,7.5614300709284015,0.43024222644379362]
[null,null,null,null,null,null,null,null,null,null,null,null,null,null,null,null,null,null,null,null,null,null,null,null,null,null,null,null,null,null,null,null,null,null,null,null,null,"","","","","",{"$f":"IF(AN714<>\"\",Schadstoffbelastung!$K$4*Ergebnisse!AO714,\"\")","v":""},{"$f":"IF(AN714<>\"\",kf*Ergebnisse!AQ714*Ergebnisse!AM714,\"\")","v":""},"","","","","","",null,"","","","","","","","","","",null,null,null,null,null,8.025114155251141E-2,2.5594987677373484E-3,7.5045895361928714E-6,2559.4987677373483,7.5045895361928716,0.61852819057257036]
[null,null,null,null,null,null,null,null,null,null,null,null,null,null,null,null,null,null,null,null,null,null,null,null,null,null,null,null,null,null,null,null,null,null,null,null,null,"","","","","",{"$f":"IF(AN1044<>\"\",Schadstoffbelastung!$K$4*Ergebnisse!AO1044,\"\")","v":""},{"$f":"IF(AN1044<>\"\",kf*Ergebnisse!AQ1044*Ergebnisse!AM1044,\"\")","v":""},"","","","","","",null,"","","","","","","","","","",null,null,null,null,null,0.11792237442922375,2.5298898476478599E-3,7.4177745727779922E-6,2529.8898476478598,7.4177745727779927,0.9088757053505907]
[null,null,null,null,null,null,null,null,null,null,null,null,null,null,null,null,null,null,null,null,null,null,null,null,null,null,null,null,null,null,null,null,null,null,null,null,null,"","","","","",{"$f":"IF(AN1348<>\"\",Schadstoffbelastung!$K$4*Ergebnisse!AO1348,\"\")","v":""},{"$f":"IF(AN1348<>\"\",kf*Ergebnisse!AQ1348*Ergebnisse!AM1348,\"\")","v":""},"","","","","","",null,"","","","","","","","","","",null,null,null,null,null,0.15262557077625571,2.5029169503909396E-3,7.3386885716176817E-6,2502.9169503909397,7.3386885716176824,1.1763473553279185]
[null,null,null,null,null,null,null,null,null,null,null,null,null,null,null,null,null,null,null,null,null,null,null,null,null,null,null,null,null,null,null,null,null,null,null,null,null,"","","","","",{"$f":"IF(AN1678<>\"\",Schadstoffbelastung!$K$4*Ergebnisse!AO1678,\"\")","v":""},{"$f":"IF(AN1678<>\"\",kf*Ergebnisse!AQ1678*Ergebnisse!AM1678,\"\")","v":""},"","","","","","",null,"","","","","","","","","","",null,null,null,null,null,0.19029680365296803,2.4739625828761368E-3,7.2537927919370528E-6,2473.9625828761368,7.2537927919370535,1.4666948701059386]
[null,null,null,null,null,null,null,null,null,null,null,null,null,null,null,null,null,null,null,null,null,null,null,null,null,null,null,null,null,null,null,null,null,null,null,null,null,"","","","","",{"$f":"IF(AN1982<>\"\",Schadstoffbelastung!$K$4*Ergebnisse!AO1982,\"\")","v":""},{"$f":"IF(AN1982<>\"\",kf*Ergebnisse!AQ1982*Ergebnisse!AM1982,\"\")","v":""},"","","","","","",null,"","","","","","","","","","",null,null,null,null,null,0.22500000000000001,2.4475859646896072E-3,7.1764551134283132E-6,2447.5859646896074,7.1764551134283137,1.7341665200832665]
[null,null,null,null,null,null,null,null,null,null,null,null,null,null,null,null,null,null,null,null,null,null,null,null,null,null,null,null,null,null,null,null,null,null,null,null,null,"","","","","",{"$f":"IF(AN2286<>\"\",Schadstoffbelastung!$K$4*Ergebnisse!AO2286,\"\")","v":""},{"$f":"IF(AN2286<>\"\",kf*Ergebnisse!AQ2286*Ergebnisse!AM2286,\"\")","v":""},"","","","","","",null,"","","","","","","","","","",null,null,null,null,null,0.25970319634703198,2.4214905657873841E-3,7.0999419851498712E-6,2421.4905657873842,7.0999419851498713,2.0016381700605943]
[null,null,null,null,null,null,null,null,null,null,null,null,null,null,null,null,null,null,null,null,null,null,null,null,null,null,null,null,null,null,null,null,null,null,null,null,null,"","","","","",{"$f":"IF(AN2616<>\"\",Schadstoffbelastung!$K$4*Ergebnisse!AO2616,\"\")","v":""},{"$f":"IF(AN2616<>\"\",kf*Ergebnisse!AQ2616*Ergebnisse!AM2616,\"\")","v":""},"","","","","","",null,"","","","","","","","","","",null,null,null,null,null,0.2973744292237443,2.393478158997583E-3,7.0178080855253912E-6,2393.4781589975833,7.0178080855253917,2.2919856848386146]
[null,null,null,null,null,null,null,null,null,null,null,null,null,null,null,null,null,null,null,null,null,null,null,null,null,null,null,null,null,null,null,null,null,null,null,null,null,"","","","","",{"$f":"IF(AN3152<>\"\",Schadstoffbelastung!$K$4*Ergebnisse!AO3152,\"\")","v":""},{"$f":"IF(AN3152<>\"\",kf*Ergebnisse!AQ3152*Ergebnisse!AM3152,\"\")","v":""},"","","","","","",null,"","","","","","","","","","",null,null,null,null,null,0.35856164383561645,2.3486681811651306E-3,6.8864227943905433E-6,2348.6681811651306,6.8864227943905441,2.7635804361144292]
[null,null,null,null,null,null,null,null,null,null,null,null,null,null,null,null,null,null,null,null,null,null,null,null,null,null,null,null,null,null,null,null,null,null,null,null,null,"","","","","",{"$f":"IF(AN3251<>\"\",Schadstoffbelastung!$K$4*Ergebnisse!AO3251,\"\")","v":""},{"$f":"IF(AN3251<>\"\",kf*Ergebnisse!AQ3251*Ergebnisse!AM3251,\"\")","v":""},"","","","","","",null,"","","","","","","","","","",null,null,null,null,null,0.36986301369863012,2.3404839668789822E-3,6.8624262331622351E-6,2340.4839668789823,6.8624262331622354,2.8506846905478351]
[null,null,null,null,null,null,null,null,null,null,null,null,null,null,null,null,null,null,null,null,null,null,null,null,null,null,null,null,null,null,null,null,null,null,null,null,null,"","","","","",{"$f":"IF(AN3555<>\"\",Schadstoffbelastung!$K$4*Ergebnisse!AO3555,\"\")","v":""},{"$f":"IF(AN3555<>\"\",kf*Ergebnisse!AQ3555*Ergebnisse!AM3555,\"\")","v":""},"","","","","","",null,"","","","","","","","","","",null,null,null,null,null,0.40456621004566212,2.3155304561050718E-3,6.7892611829556619E-6,2315.5304561050721,6.7892611829556619,3.1181563405251631]
[null,null,null,null,null,null,null,null,null,null,null,null,null,null,null,null,null,null,null,null,null,null,null,null,null,null,null,null,null,null,null,null,null,null,null,null,null,"","","","","",{"$f":"IF(AN4196<>\"\",Schadstoffbelastung!$K$4*Ergebnisse!AO4196,\"\")","v":""},{"$f":"IF(AN4196<>\"\",kf*Ergebnisse!AQ4196*Ergebnisse!AM4196,\"\")","v":""},"","","","","","",null,"","","","","","","","","","",null,null,null,null,null,0.47773972602739728,2.2637831385618262E-3,6.6375352346347751E-6,2263.7831385618265,6.6375352346347753,3.6821343919576206]
[null,null,null,null,null,null,null,null,null,null,null,null,null,null,null,null,null,null,null,null,null,null,null,null,null,null,null,null,null,null,null,null,null,null,null,null,null,"","","","","",{"$f":"IF(AN4526<>\"\",Schadstoffbelastung!$K$4*Ergebnisse!AO4526,\"\")","v":""},{"$f":"IF(AN4526<>\"\",kf*Ergebnisse!AQ4526*Ergebnisse!AM4526,\"\")","v":""},"","","","","","",null,"","","","","","","","","","",null,null,null,null,null,0.5154109589041096,2.2375951306227294E-3,6.5607505716254554E-6,2237.5951306227294,6.5607505716254559,3.9724819067356409]
[null,null,null,null,null,null,null,null,null,null,null,null,null,null,null,null,null,null,null,null,null,null,null,null,null,null,null,null,null,null,null,null,null,null,null,null,null,"","","","","",{"$f":"IF(AN4830<>\"\",Schadstoffbelastung!$K$4*Ergebnisse!AO4830,\"\")","v":""},{"$f":"IF(AN4830<>\"\",kf*Ergebnisse!AQ4830*Ergebnisse!AM4830,\"\")","v":""},"","","","","","",null,"","","","","","","","","","",null,null,null,null,null,0.5501141552511416,2.2137385885614273E-3,6.4908018933218265E-6,2213.7385885614272,6.4908018933218266,4.2399535567129689]
[null,null,null,null,null,null,null,null,null,null,null,null,null,null,null,null,null,null,null,null,null,null,null,null,null,null,null,null,null,null,null,null,null,null,null,null,null,"","","","","",{"$f":"IF(AN5134<>\"\",Schadstoffbelastung!$K$4*Ergebnisse!AO5134,\"\")","v":""},{"$f":"IF(AN5134<>\"\",kf*Ergebnisse!AQ5134*Ergebnisse!AM5134,\"\")","v":""},"","","","","","",null,"","","","","","","","","","",null,null,null,null,null,0.5848173515981735,2.1901363975180221E-3,6.4215989860306668E-6,2190.136397518022,6.4215989860306673,4.5074252066902964]
[null,null,null,null,null,null,null,null,null,null,null,null,null,null,null,null,null,null,null,null,null,null,null,null,null,null,null,null,null,null,null,null,null,null,null,null,null,"","","","","",{"$f":"IF(AN5464<>\"\",Schadstoffbelastung!$K$4*Ergebnisse!AO5464,\"\")","v":""},{"$f":"IF(AN5464<>\"\",kf*Ergebnisse!AQ5464*Ergebnisse!AM5464,\"\")","v":""},"","","","","","",null,"","","","","","","","","","",null,null,null,null,null,0.62248858447488586,2.1648003534469689E-3,6.3473123274001448E-6,2164.800353446969,6.3473123274001448,4.7977727214683163]
[null,null,null,null,null,null,null,null,null,null,null,null,null,null,null,null,null,null,null,null,null,null,null,null,null,null,null,null,null,null,null,null,null,null,null,null,null,"","","","","",{"$f":"IF(AN5763<>\"\",Schadstoffbelastung!$K$4*Ergebnisse!AO5763,\"\")","v":""},{"$f":"IF(AN5763<>\"\",kf*Ergebnisse!AQ5763*Ergebnisse!AM5763,\"\")","v":""},"","","","","","",null,"","","","","","","","","","",null,null,null,null,null,0.65662100456621009,2.1420975413019099E-3,6.2807464479343861E-6,2142.09754130191,6.2807464479343862,5.0608451666762804]
[null,null,null,null,null,null,null,null,null,null,null,null,null,null,null,null,null,null,null,null,null,null,null,null,null,null,null,null,null,null,null,null,null,null,null,null,null,"","","","","",{"$f":"IF(AN6099<>\"\",Schadstoffbelastung!$K$4*Ergebnisse!AO6099,\"\")","v":""},{"$f":"IF(AN6099<>\"\",kf*Ergebnisse!AQ6099*Ergebnisse!AM6099,\"\")","v":""},"","","","","","",null,"","","","","","","","","","",null,null,null,null,null,0.69497716894977168,2.116869334984269E-3,6.2067759754595537E-6,2116.8693349842692,6.2067759754595544,5.3564717271775368]
[null,null,null,null,null,null,null,null,null,null,null,null,null,null,null,null,null,null,null,null,null,null,null,null,null,null,null,null,null,null,null,null,null,null,null,null,null,"","","","","",{"$f":"IF(AN6403<>\"\",Schadstoffbelastung!$K$4*Ergebnisse!AO6403,\"\")","v":""},{"$f":"IF(AN6403<>\"\",kf*Ergebnisse!AQ6403*Ergebnisse!AM6403,\"\")","v":""},"","","","","","",null,"","","","","","","","","","",null,null,null,null,null,0.72968036529680369,2.0942999337386224E-3,6.1406012640038621E-6,2094.2999337386227,6.1406012640038625,5.6239433771548653]
[null,null,null,null,null,null,null,null,null,null,null,null,null,null,null,null,null,null,null,null,null,null,null,null,null,null,null,null,null,null,null,null,null,null,null,null,null,"","","","","",{"$f":"IF(AN6707<>\"\",Schadstoffbelastung!$K$4*Ergebnisse!AO6707,\"\")","v":""},{"$f":"IF(AN6707<>\"\",kf*Ergebnisse!AQ6707*Ergebnisse!AM6707,\"\")","v":""},"","","","","","",null,"","","","","","","","","","",null,null,null,null,null,0.76438356164383559,2.0719711604165626E-3,6.0751320867020558E-6,2071.9711604165627,6.0751320867020562,5.8914150271321928]
[null,null,null,null,null,null,null,null,null,null,null,null,null,null,null,null,null,null,null,null,null,null,null,null,null,null,null,null,null,null,null,null,null,null,null,null,null,"","","","","",{"$f":"IF(AN7037<>\"\",Schadstoffbelastung!$K$4*Ergebnisse!AO7037,\"\")","v":""},{"$f":"IF(AN7037<>\"\",kf*Ergebnisse!AQ7037*Ergebnisse!AM7037,\"\")","v":""},"","","","","","",null,{"$f":"IF(AN7037<>\"\",$S$37,\"\")","v":""},{"$f":"IF(AN7038<>\"\",IF($S$39<>0,$S$39,0),\"\")","v":""},"",{"$f":"IF(AN7037<>\"\",IF(BA7037=0,n*$AO$4*((AZ7037/$S$10)-BB7037)*(-1),0),\"\")","v":""},{"$f":"IF(AN7037<>\"\",IF(BA7037<>0,IF(AU7037*(Sättigungskonz-BB7037)<0,AU7037*((Sättigungskonz-BB7037)*(-1)),AU7037*(Sättigungskonz-BB7037)),0),\"\")","v":""},{"$f":"IF(AN7037<>\"\",IF(Sättigungskonz>=AZ7037,IF(AZ7037-(BC7037+BD7037)*$BC$4/pb>0,AZ7037-(BC7037+BD7037)*$BC$4/pb,0),IF(AZ7037-(BC7037+BD7037)*$BC$4/pb>Sättigungskonz,AZ7037-(BC7037+BD7037)*$BC$4/pb,Sättigungskonz)),\"\")","v":""},{"$f":"IF(AN7037<>\"\",IF(BA7037<>0,BA7037-((BH7037+BD7028)*$BC$4),0),\"\")","v":""},"",{"$f":"IF(AN7037<>\"\",IF(BF7037=0,n*$AO$4*(BE7037-(BG7037/$S$10))*(-1),0),\"\")","v":""},{"$f":"IF(AN7037<>\"\",IF(BF7037<>0,AU7037*(Sättigungskonz-BG7037),0),\"\")","v":""},null,null,null,null,null,0.80205479452054795,2.0480020812789568E-3,6.0048534435725372E-6,2048.0020812789571,6.0048534435725376,6.1817625419102127]
[null,null,null,null,null,null,null,null,null,null,null,null,null,null,null,null,null,null,null,null,null,null,null,null,null,null,null,null,null,null,null,null,null,null,null,null,null,"","","","","",{"$f":"IF(AN7341<>\"\",Schadstoffbelastung!$K$4*Ergebnisse!AO7341,\"\")","v":""},{"$f":"IF(AN7341<>\"\",kf*Ergebnisse!AQ7341*Ergebnisse!AM7341,\"\")","v":""},"","","","","","",null,"","","","","","","","","","",null,null,null,null,null,0.83675799086757996,2.0261669212336872E-3,5.9408315672339579E-6,2026.1669212336874,5.9408315672339578,6.4492341918875411]
[null,null,null,null,null,null,null,null,null,null,null,null,null,null,null,null,null,null,null,null,null,null,null,null,null,null,null,null,null,null,null,null,null,null,null,null,null,"","","","","",{"$f":"IF(AN7671<>\"\",Schadstoffbelastung!$K$4*Ergebnisse!AO7671,\"\")","v":""},{"$f":"IF(AN7671<>\"\",kf*Ergebnisse!AQ7671*Ergebnisse!AM7671,\"\")","v":""},"","","","","","",null,"","","","","","","","","","",null,null,null,null,null,0.87442922374429222,2.0027277169586215E-3,5.8721065460084753E-6,2002.7277169586216,5.8721065460084754,6.739581706665561]
[null,null,null,null,null,null,null,null,null,null,null,null,null,null,null,null,null,null,null,null,null,null,null,null,null,null,null,null,null,null,null,null,null,null,null,null,null,"","","","","",{"$f":"IF(AN8238<>\"\",Schadstoffbelastung!$K$4*Ergebnisse!AO8238,\"\")","v":""},{"$f":"IF(AN8238<>\"\",kf*Ergebnisse!AQ8238*Ergebnisse!AM8238,\"\")","v":""},"","","","","","",null,"","","","","","","","","","",null,null,null,null,null,0.93915525114155252,1.9630863287722119E-3,5.7558758407103124E-6,1963.086328772212,5.7558758407103126,7.2384515275114323]
[null,null,null,null,null,null,null,null,null,null,null,null,null,null,null,null,null,null,null,null,null,null,null,null,null,null,null,null,null,null,null,null,null,null,null,null,null,"","","","","",{"$f":"IF(AN8280<>\"\",Schadstoffbelastung!$K$4*Ergebnisse!AO8280,\"\")","v":""},{"$f":"IF(AN8280<>\"\",kf*Ergebnisse!AQ8280*Ergebnisse!AM8280,\"\")","v":""},"","","","","","",null,"","","","","","","","","","",null,null,null,null,null,0.94394977168949767,1.9601813359492598E-3,5.7473582438211718E-6,1960.1813359492598,5.7473582438211723,7.2754048475740891]
[null,null,null,null,null,null,null,null,null,null,null,null,null,null,null,null,null,null,null,null,null,null,null,null,null,null,null,null,null,null,null,null,null,null,null,null,null,"","","","","",{"$f":"IF(AN8610<>\"\",Schadstoffbelastung!$K$4*Ergebnisse!AO8610,\"\")","v":""},{"$f":"IF(AN8610<>\"\",kf*Ergebnisse!AQ8610*Ergebnisse!AM8610,\"\")","v":""},"","","","","","",null,"","","","","","","","","","",null,null,null,null,null,0.98162100456621004,1.9375054693817047E-3,5.6808713702535714E-6,1937.5054693817049,5.6808713702535716,7.5657523623521099]
[null,null,null,null,null,null,null,null,null,null,null,null,null,null,null,null,null,null,null,null,null,null,null,null,null,null,null,null,null,null,null,null,null,null,null,null,null,"","","","","",{"$f":"IF(AN9251<>\"\",Schadstoffbelastung!$K$4*Ergebnisse!AO9251,\"\")","v":""},{"$f":"IF(AN9251<>\"\",kf*Ergebnisse!AQ9251*Ergebnisse!AM9251,\"\")","v":""},"","","","","","",null,"","","","","","","","","","",null,null,null,null,null,1.0547945205479452,1.89420622859585E-3,5.5539156422717698E-6,1894.20622859585,5.5539156422717699,8.1297304137845678]
[null,null,null,null,null,null,null,null,null,null,null,null,null,null,null,null,null,null,null,null,null,null,null,null,null,null,null,null,null,null,null,null,null,null,null,null,null,"","","","","",{"$f":"IF(AN9555<>\"\",Schadstoffbelastung!$K$4*Ergebnisse!AO9555,\"\")","v":""},{"$f":"IF(AN9555<>\"\",kf*Ergebnisse!AQ9555*Ergebnisse!AM9555,\"\")","v":""},"","","","","","",null,"","","","","","","","","","",null,null,null,null,null,1.0894977168949771,1.8740107920100083E-3,5.4947015242611031E-6,1874.0107920100083,5.494701524261103,8.3972020637618936]
[null,null,null,null,null,null,null,null,null,null,null,null,null,null,null,null,null,null,null,null,null,null,null,null,null,null,null,null,null,null,null,null,null,null,null,null,null,"","","","","",{"$f":"IF(AN9885<>\"\",Schadstoffbelastung!$K$4*Ergebnisse!AO9885,\"\")","v":""},{"$f":"IF(AN9885<>\"\",kf*Ergebnisse!AQ9885*Ergebnisse!AM9885,\"\")","v":""},"","","","","","",null,"","","","","","","","","","",null,null,null,null,null,1.1271689497716895,1.8523317677858551E-3,5.431137446638485E-6,1852.3317677858552,5.431137446638485,8.6875495785399153]
[null,null,null,null,null,null,null,null,null,null,null,null,null,null,null,null,null,null,null,null,null,null,null,null,null,null,null,null,null,null,null,null,null,null,null,null,null,null,null,null,null,null,null,null,null,null,null,null,null,null,null,null,null,null,null,null,null,null,null,null,null,null,null,null,null,null,1.1618721461187214,1.8325827836533351E-3,5.3732323514927011E-6,1832.5827836533351,5.3732323514927014,8.9550212285172428]
[null,null,null,null,null,null,null,null,null,null,null,null,null,null,null,null,null,null,null,null,null,null,null,null,null,null,null,null,null,null,null,null,null,null,null,null,null,null,null,null,null,null,null,null,null,null,null,null,null,null,null,null,null,null,null,null,null,null,null,null,null,null,null,null,null,null,1.1995433789954337,1.8113830089620836E-3,5.3110734595553328E-6,1811.3830089620837,5.3110734595553328,9.2453687432952627]
[null,null,null,null,null,null,null,null,null,null,null,null,null,null,null,null,null,null,null,null,null,null,null,null,null,null,null,null,null,null,null,null,null,null,null,null,null,null,null,null,null,null,null,null,null,null,null,null,null,null,null,null,null,null,null,null,null,null,null,null,null,null,null,null,null,null,1.2372146118721461,1.7904284785517292E-3,5.2496336371824556E-6,1790.4284785517293,5.2496336371824555,9.5357162580732826]
[null,null,null,null,null,null,null,null,null,null,null,null,null,null,null,null,null,null,null,null,null,null,null,null,null,null,null,null,null,null,null,null,null,null,null,null,null,null,null,null,null,null,null,null,null,null,null,null,null,null,null,null,null,null,null,null,null,null,null,null,null,null,null,null,null,null,1.2690639269406392,1.7729015963363942E-3,5.1982438656641965E-6,1772.9015963363943,5.1982438656641969,9.7811918842037908]
[null,null,null,null,null,null,null,null,null,null,null,null,null,null,null,null,null,null,null,null,null,null,null,null,null,null,null,null,null,null,null,null,null,null,null,null,null,null,null,null,null,null,null,null,null,null,null,null,null,null,null,null,null,null,null,null,null,null,null,null,null,null,null,null,null,null,1.3067351598173516,1.7523922285046358E-3,5.1381092841733802E-6,1752.3922285046358,5.1381092841733809,10.071539398981811]
[null,null,null,null,null,null,null,null,null,null,null,null,null,null,null,null,null,null,null,null,null,null,null,null,null,null,null,null,null,null,null,null,null,null,null,null,null,null,null,null,null,null,null,null,null,null,null,null,null,null,null,null,null,null,null,null,null,null,null,null,null,null,null,null,null,null,1.3414383561643837,1.7337087685993647E-3,5.0833283639899627E-6,1733.7087685993649,5.0833283639899633,10.33901104895914]
[null,null,null,null,null,null,null,null,null,null,null,null,null,null,null,null,null,null,null,null,null,null,null,null,null,null,null,null,null,null,null,null,null,null,null,null,null,null,null,null,null,null,null,null,null,null,null,null,null,null,null,null,null,null,null,null,null,null,null,null,null,null,null,null,null,null,1.3761415525114156,1.7152245059219493E-3,5.029131500908133E-6,1715.2245059219495,5.0291315009081332,10.606482698936468]
[null,null,null,null,null,null,null,null,null,null,null,null,null,null,null,null,null,null,null,null,null,null,null,null,null,null,null,null,null,null,null,null,null,null,null,null,null,null,null,null,null,null,null,null,null,null,null,null,null,null,null,null,null,null,null,null,null,null,null,null,null,null,null,null,null,null,1.4138127853881279,1.6953823610568926E-3,4.9709532534297939E-6,1695.3823610568927,4.9709532534297942,10.896830213714487]
[null,null,null,null,null,null,null,null,null,null,null,null,null,null,null,null,null,null,null,null,null,null,null,null,null,null,null,null,null,null,null,null,null,null,null,null,null,null,null,null,null,null,null,null,null,null,null,null,null,null,null,null,null,null,null,null,null,null,null,null,null,null,null,null,null,null,1.4485159817351598,1.6773067225944131E-3,4.917954498761337E-6,1677.306722594413,4.9179544987613371,11.164301863691815]
[null,null,null,null,null,null,null,null,null,null,null,null,null,null,null,null,null,null,null,null,null,null,null,null,null,null,null,null,null,null,null,null,null,null,null,null,null,null,null,null,null,null,null,null,null,null,null,null,null,null,null,null,null,null,null,null,null,null,null,null,null,null,null,null,null,null,1.4811643835616439,1.660477327675857E-3,4.8686097979166854E-6,1660.4773276758572,4.8686097979166858,11.415936376499433]
[null,null,null,null,null,null,null,null,null,null,null,null,null,null,null,null,null,null,null,null,null,null,null,null,null,null,null,null,null,null,null,null,null,null,null,null,null,null,null,null,null,null,null,null,null,null,null,null,null,null,null,null,null,null,null,null,null,null,null,null,null,null,null,null,null,null,1.5210045662100458,1.6401693397589605E-3,4.8090656732844241E-6,1640.1693397589606,4.8090656732844241,11.723000869401037]
[null,null,null,null,null,null,null,null,null,null,null,null,null,null,null,null,null,null,null,null,null,null,null,null,null,null,null,null,null,null,null,null,null,null,null,null,null,null,null,null,null,null,null,null,null,null,null,null,null,null,null,null,null,null,null,null,null,null,null,null,null,null,null,null,null,null,1.5941780821917808,1.6035149466260934E-3,4.7015929998736109E-6,1603.5149466260934,4.7015929998736112,12.286978920833493]
[null,null,null,null,null,null,null,null,null,null,null,null,null,null,null,null,null,null,null,null,null,null,null,null,null,null,null,null,null,null,null,null,null,null,null,null,null,null,null,null,null,null,null,null,null,null,null,null,null,null,null,null,null,null,null,null,null,null,null,null,null,null,null,null,null,null,1.6318493150684932,1.5849650858035661E-3,4.6472037994640183E-6,1584.9650858035661,4.6472037994640187,12.577326435611514]
[null,null,null,null,null,null,null,null,null,null,null,null,null,null,null,null,null,null,null,null,null,null,null,null,null,null,null,null,null,null,null,null,null,null,null,null,null,null,null,null,null,null,null,null,null,null,null,null,null,null,null,null,null,null,null,null,null,null,null,null,null,null,null,null,null,null,1.6665525114155251,1.5680666819244686E-3,4.5976567605953328E-6,1568.0666819244686,4.5976567605953331,12.844798085588842]
[null,null,null,null,null,null,null,null,null,null,null,null,null,null,null,null,null,null,null,null,null,null,null,null,null,null,null,null,null,null,null,null,null,null,null,null,null,null,null,null,null,null,null,null,null,null,null,null,null,null,null,null,null,null,null,null,null,null,null,null,null,null,null,null,null,null,1.7042237442922374,1.5499268954688821E-3,4.5444699205236294E-6,1549.9268954688821,4.5444699205236292,13.135145600366862]
[null,null,null,null,null,null,null,null,null,null,null,null,null,null,null,null,null,null,null,null,null,null,null,null,null,null,null,null,null,null,null,null,null,null,null,null,null,null,null,null,null,null,null,null,null,null,null,null,null,null,null,null,null,null,null,null,null,null,null,null,null,null,null,null,null,null,1.7389269406392693,1.5334020578574414E-3,4.4960181982609403E-6,1533.4020578574414,4.4960181982609404,13.402617250344189]
[null,null,null,null,null,null,null,null,null,null,null,null,null,null,null,null,null,null,null,null,null,null,null,null,null,null,null,null,null,null,null,null,null,null,null,null,null,null,null,null,null,null,null,null,null,null,null,null,null,null,null,null,null,null,null,null,null,null,null,null,null,null,null,null,null,null,1.7736301369863015,1.5170534029155698E-3,4.4480830531637392E-6,1517.0534029155699,4.4480830531637396,13.670088900321518]
[null,null,null,null,null,null,null,null,null,null,null,null,null,null,null,null,null,null,null,null,null,null,null,null,null,null,null,null,null,null,null,null,null,null,null,null,null,null,null,null,null,null,null,null,null,null,null,null,null,null,null,null,null,null,null,null,null,null,null,null,null,null,null,null,null,null,1.8178082191780822,1.4964930751289534E-3,4.3877990543148014E-6,1496.4930751289535,4.3877990543148018,14.010587349470287]
[null,null,null,null,null,null,null,null,null,null,null,null,null,null,null,null,null,null,null,null,null,null,null,null,null,null,null,null,null,null,null,null,null,null,null,null,null,null,null,null,null,null,null,null,null,null,null,null,null,null,null,null,null,null,null,null,null,null,null,null,null,null,null,null,null,null,1.8461187214611872,1.4834642016997312E-3,4.3495976890952516E-6,1483.4642016997313,4.3495976890952521,14.228787906030737]
[null,null,null,null,null,null,null,null,null,null,null,null,null,null,null,null,null,null,null,null,null,null,null,null,null,null,null,null,null,null,null,null,null,null,null,null,null,null,null,null,null,null,null,null,null,null,null,null,null,null,null,null,null,null,null,null,null,null,null,null,null,null,null,null,null,null,1.8808219178082193,1.4676479686198739E-3,4.303223633843014E-6,1467.6479686198738,4.3032236338430145,14.496259556008066]
[null,null,null,null,null,null,null,null,null,null,null,null,null,null,null,null,null,null,null,null,null,null,null,null,null,null,null,null,null,null,null,null,null,null,null,null,null,null,null,null,null,null,null,null,null,null,null,null,null,null,null,null,null,null,null,null,null,null,null,null,null,null,null,null,null,null,1.9184931506849314,1.4506698508844292E-3,4.2534428696138111E-6,1450.6698508844293,4.2534428696138109,14.786607070786085]
[null,null,null,null,null,null,null,null,null,null,null,null,null,null,null,null,null,null,null,null,null,null,null,null,null,null,null,null,null,null,null,null,null,null,null,null,null,null,null,null,null,null,null,null,null,null,null,null,null,null,null,null,null,null,null,null,null,null,null,null,null,null,null,null,null,null,1.9531963470319635,1.4352032609544379E-3,4.2080939870856087E-6,1435.2032609544378,4.2080939870856087,15.054078720763414]
[null,null,null,null,null,null,null,null,null,null,null,null,null,null,null,null,null,null,null,null,null,null,null,null,null,null,null,null,null,null,null,null,null,null,null,null,null,null,null,null,null,null,null,null,null,null,null,null,null,null,null,null,null,null,null,null,null,null,null,null,null,null,null,null,null,null,1.9908675799086757,1.4186004716890434E-3,4.159413706335624E-6,1418.6004716890434,4.1594137063356245,15.344426235541434]
[null,null,null,null,null,null,null,null,null,null,null,null,null,null,null,null,null,null,null,null,null,null,null,null,null,null,null,null,null,null,null,null,null,null,null,null,null,null,null,null,null,null,null,null,null,null,null,null,null,null,null,null,null,null,null,null,null,null,null,null,null,null,null,null,null,null,2.0255707762557078,1.4034757954874033E-3,4.1150673334473594E-6,1403.4757954874035,4.1150673334473593,15.611897885518761]
[null,null,null,null,null,null,null,null,null,null,null,null,null,null,null,null,null,null,null,null,null,null,null,null,null,null,null,null,null,null,null,null,null,null,null,null,null,null,null,null,null,null,null,null,null,null,null,null,null,null,null,null,null,null,null,null,null,null,null,null,null,null,null,null,null,null,2.0602739726027397,1.3885123738706653E-3,4.071193767768762E-6,1388.5123738706654,4.0711937677687624,{"$f":"IF(BO18059<>\"\",BO18059*(0.1*Retardation),\"\")","v":15.879369535496089}]
[null,null,null,null,null,null,null,null,null,null,null,null,null,null,null,null,null,null,null,null,null,null,null,null,null,null,null,null,null,null,null,null,null,null,null,null,null,null,null,null,null,null,null,null,null,null,null,null,null,null,null,null,null,null,null,null,null,null,null,null,null,null,null,null,null,null,2.1158675799086759,1.3648731491814239E-3,4.0018822758146474E-6,1364.873149181424,4.0018822758146477,16.307852080032138]
[null,null,null,null,null,null,null,null,null,null,null,null,null,null,null,null,null,null,null,null,null,null,null,null,null,null,null,null,null,null,null,null,null,null,null,null,null,null,null,null,null,null,null,null,null,null,null,null,null,null,null,null,null,null,null,null,null,null,null,null,null,null,null,null,null,null,2.1712328767123288,1.3417309934887691E-3,3.9340282171820766E-6,1341.7309934887692,3.9340282171820768,16.734574942660441]
[null,null,null,null,null,null,null,null,null,null,null,null,null,null,null,null,null,null,null,null,null,null,null,null,null,null,null,null,null,null,null,null,null,null,null,null,null,null,null,null,null,null,null,null,null,null,null,null,null,null,null,null,null,null,null,null,null,null,null,null,null,null,null,null,null,null,2.2089041095890409,1.3262095147255949E-3,3.8885183976109071E-6,1326.209514725595,3.8885183976109072,17.024922457438461]
[null,null,null,null,null,null,null,null,null,null,null,null,null,null,null,null,null,null,null,null,null,null,null,null,null,null,null,null,null,null,null,null,null,null,null,null,null,null,null,null,null,null,null,null,null,null,null,null,null,null,null,null,null,null,null,null,null,null,null,null,null,null,null,null,null,null,2.2436073059360733,1.3120698821186244E-3,3.8470602260948926E-6,1312.0698821186245,3.847060226094893,17.292394107415788]
[null,null,null,null,null,null,null,null,null,null,null,null,null,null,null,null,null,null,null,null,null,null,null,null,null,null,null,null,null,null,null,null,null,null,null,null,null,null,null,null,null,null,null,null,null,null,null,null,null,null,null,null,null,null,null,null,null,null,null,null,null,null,null,null,null,null,2.2783105022831052,1.2980810018686838E-3,3.8060440686854617E-6,1298.0810018686839,3.8060440686854617,17.559865757393116]
[null,null,null,null,null,null,null,null,null,null,null,null,null,null,null,null,null,null,null,null,null,null,null,null,null,null,null,null,null,null,null,null,null,null,null,null,null,null,null,null,null,null,null,null,null,null,null,null,null,null,null,null,null,null,null,null,null,null,null,null,null,null,null,null,null,null,2.3159817351598173,1.2830644770949716E-3,3.7620148016636202E-6,1283.0644770949716,3.7620148016636206,{"$f":"IF(BO20299<>\"\",BO20299*(0.1*Retardation),\"\")","v":17.850213272171136}]
[null,null,null,null,null,null,null,null,null,null,null,null,null,null,null,null,null,null,null,null,null,null,null,null,null,null,null,null,null,null,null,null,null,null,null,null,null,null,null,null,null,null,null,null,null,null,null,null,null,null,null,null,null,null,null,null,null,null,null,null,null,null,null,null,null,null,2.3506849315068492,1.2693848434354804E-3,3.7219053720698246E-6,1269.3848434354804,3.7219053720698247,18.117684922148463]
[null,null,null,null,null,null,null,null,null,null,null,null,null,null,null,null,null,null,null,null,null,null,null,null,null,null,null,null,null,null,null,null,null,null,null,null,null,null,null,null,null,null,null,null,null,null,null,null,null,null,null,null,null,null,null,null,null,null,null,null,null,null,null,null,null,null,2.3662100456621005,1.2633123192403168E-3,3.7041004009919954E-6,1263.3123192403168,3.7041004009919956,18.237343291875163]
[null,null,null,null,null,null,null,null,null,null,null,null,null,null,null,null,null,null,null,null,null,null,null,null,null,null,null,null,null,null,null,null,null,null,null,null,null,null,null,null,null,null,null,null,null,null,null,null,null,null,null,null,null,null,null,null,null,null,null,null,null,null,null,null,null,null,2.4231735159817354,1.2412792916832826E-3,3.6394983663516972E-6,1241.2792916832827,3.6394983663516975,18.676383927857685]
[null,null,null,null,null,null,null,null,null,null,null,null,null,null,null,null,null,null,null,null,null,null,null,null,null,null,null,null,null,null,null,null,null,null,null,null,null,null,null,null,null,null,null,null,null,null,null,null,null,null,null,null,null,null,null,null,null,null,null,null,null,null,null,null,null,null,2.4578767123287673,1.228045158650635E-3,3.6006951688158024E-6,1228.0451586506351,3.6006951688158026,18.943855577835013]
[null,null,null,null,null,null,null,null,null,null,null,null,null,null,null,null,null,null,null,null,null,null,null,null,null,null,null,null,null,null,null,null,null,null,null,null,null,null,null,null,null,null,null,null,null,null,null,null,null,null,null,null,null,null,null,null,null,null,null,null,null,null,null,null,null,null,2.4955479452054794,1.2138388259783528E-3,3.5590414290820919E-6,1213.8388259783528,3.5590414290820922,19.234203092613033]
[null,null,null,null,null,null,null,null,null,null,null,null,null,null,null,null,null,null,null,null,null,null,null,null,null,null,null,null,null,null,null,null,null,null,null,null,null,null,null,null,null,null,null,null,null,null,null,null,null,null,null,null,null,null,null,null,null,null,null,null,null,null,null,null,null,null,2.5302511415525113,1.2008972546407649E-3,3.5210960383414617E-6,1200.8972546407649,3.521096038341462,19.50167474259036]
[null,null,null,null,null,null,null,null,null,null,null,null,null,null,null,null,null,null,null,null,null,null,null,null,null,null,null,null,null,null,null,null,null,null,null,null,null,null,null,null,null,null,null,null,null,null,null,null,null,null,null,null,null,null,null,null,null,null,null,null,null,null,null,null,null,null,2.5649543378995432,1.1880936623042606E-3,3.4835552095333466E-6,1188.0936623042605,3.4835552095333466,19.769146392567688]
[null,null,null,null,null,null,null,null,null,null,null,null,null,null,null,null,null,null,null,null,null,null,null,null,null,null,null,null,null,null,null,null,null,null,null,null,null,null,null,null,null,null,null,null,null,null,null,null,null,null,null,null,null,null,null,null,null,null,null,null,null,null,null,null,null,null,2.6026255707762558,1.1743494985057006E-3,3.4432565740635681E-6,1174.3494985057007,3.4432565740635681,20.059493907345708]
[null,null,null,null,null,null,null,null,null,null,null,null,null,null,null,null,null,null,null,null,null,null,null,null,null,null,null,null,null,null,null,null,null,null,null,null,null,null,null,null,null,null,null,null,null,null,null,null,null,null,null,null,null,null,null,null,null,null,null,null,null,null,null,null,null,null,2.6373287671232877,1.1618289500729855E-3,3.4065456453692702E-6,1161.8289500729857,3.4065456453692704,20.326965557323035]
[null,null,null,null,null,null,null,null,null,null,null,null,null,null,null,null,null,null,null,null,null,null,null,null,null,null,null,null,null,null,null,null,null,null,null,null,null,null,null,null,null,null,null,null,null,null,null,null,null,null,null,null,null,null,null,null,null,null,null,null,null,null,null,null,null,null,2.7028538812785388,1.1385510093741445E-3,3.3382934577165011E-6,1138.5510093741445,3.3382934577165013,20.831994264846017]
[null,null,null,null,null,null,null,null,null,null,null,null,null,null,null,null,null,null,null,null,null,null,null,null,null,null,null,null,null,null,null,null,null,null,null,null,null,null,null,null,null,null,null,null,null,null,null,null,null,null,null,null,null,null,null,null,null,null,null,null,null,null,null,null,null,null,2.7482876712328768,1.1226849258101352E-3,3.2917732381345691E-6,{"$f":"IF(BP24086<>\"\",BP24086/(1*10^-6),\"\")","v":1122.6849258101354},{"$f":"IF(BQ24086<>\"\",BQ24086/(1*10^-6),\"\")","v":3.291773238134569},21.182170964487387]
[null,null,null,null,null,null,null,null,null,null,null,null,null,null,null,null,null,null,null,null,null,null,null,null,null,null,null,null,null,null,null,null,null,null,null,null,null,null,null,null,null,null,null,null,null,null,null,null,null,null,null,null,null,null,null,null,null,null,null,null,null,null,null,null,null,null,2.7829908675799087,1.1107152089531254E-3,3.2566773775666355E-6,1110.7152089531255,3.2566773775666356,21.449642614464715]
[null,null,null,null,null,null,null,null,null,null,null,null,null,null,null,null,null,null,null,null,null,null,null,null,null,null,null,null,null,null,null,null,null,null,null,null,null,null,null,null,null,null,null,null,null,null,null,null,null,null,null,null,null,null,null,null,null,null,null,null,null,null,null,null,null,null,2.8206621004566208,1.0978661784012778E-3,3.219003321440849E-6,1097.8661784012779,3.2190033214408493,21.739990129242734]
[null,null,null,null,null,null,null,null,null,null,null,null,null,null,null,null,null,null,null,null,null,null,null,null,null,null,null,null,null,null,null,null,null,null,null,null,null,null,null,null,null,null,null,null,null,null,null,null,null,null,null,null,null,null,null,null,null,null,null,null,null,null,null,null,null,null,2.8553652968036531,1.0861610712957664E-3,3.184683311050029E-6,1086.1610712957663,3.184683311050029,22.007461779220062]
[null,null,null,null,null,null,null,null,null,null,null,null,null,null,null,null,null,null,null,null,null,null,null,null,null,null,null,null,null,null,null,null,null,null,null,null,null,null,null,null,null,null,null,null,null,null,null,null,null,null,null,null,null,null,null,null,null,null,null,null,null,null,null,null,null,null,2.890068493150685,1.0745807603949719E-3,3.1507292099160836E-6,1074.580760394972,3.1507292099160837,22.27493342919739]
[null,null,null,null,null,null,null,null,null,null,null,null,null,null,null,null,null,null,null,null,null,null,null,null,null,null,null,null,null,null,null,null,null,null,null,null,null,null,null,null,null,null,null,null,null,null,null,null,null,null,null,null,null,null,null,null,null,null,null,null,null,null,null,null,null,null,2.9277397260273972,1.062149742156052E-3,3.1142807886173733E-6,1062.1497421560521,3.1142807886173736,22.565280943975409]
[null,null,null,null,null,null,null,null,null,null,null,null,null,null,null,null,null,null,null,null,null,null,null,null,null,null,null,null,null,null,null,null,null,null,null,null,null,null,null,null,null,null,null,null,null,null,null,null,null,null,null,null,null,null,null,null,null,null,null,null,null,null,null,null,null,null,2.9468036529680366,1.0559137994707729E-3,3.095996665642149E-6,1055.913799470773,3.0959966656421489,22.712214383272165]
[null,null,null,null,null,null,null,null,null,null,null,null,null,null,null,null,null,null,null,null,null,null,null,null,null,null,null,null,null,null,null,null,null,null,null,null,null,null,null,null,null,null,null,null,null,null,null,null,null,null,null,null,null,null,null,null,null,null,null,null,null,null,null,null,null,null,3.0002283105022829,1.0386325994226019E-3,3.0453272475947215E-6,1038.632599422602,3.0453272475947215,23.123979949684628]
[null,null,null,null,null,null,null,null,null,null,null,null,null,null,null,null,null,null,null,null,null,null,null,null,null,null,null,null,null,null,null,null,null,null,null,null,null,null,null,null,null,null,null,null,null,null,null,null,null,null,null,null,null,null,null,null,null,null,null,null,null,null,null,null,null,null,3.0349315068493152,1.0275590222793294E-3,3.0128589173868145E-6,1027.5590222793294,3.0128589173868146,23.391451599661959]
[null,null,null,null,null,null,null,null,null,null,null,null,null,null,null,null,null,null,null,null,null,null,null,null,null,null,null,null,null,null,null,null,null,null,null,null,null,null,null,null,null,null,null,null,null,null,null,null,null,null,null,null,null,null,null,null,null,null,null,null,null,null,null,null,null,null,3.0696347031963471,1.0166035081650964E-3,2.9807367543986419E-6,1016.6035081650965,2.9807367543986421,23.658923249639287]
[null,null,null,null,null,null,null,null,null,null,null,null,null,null,null,null,null,null,null,null,null,null,null,null,null,null,null,null,null,null,null,null,null,null,null,null,null,null,null,null,null,null,null,null,null,null,null,null,null,null,null,null,null,null,null,null,null,null,null,null,null,null,null,null,null,null,3.1073059360730593,1.004843185239618E-3,2.9462548482218258E-6,1004.843185239618,2.9462548482218258,23.949270764417307]
[null,null,null,null,null,null,null,null,null,null,null,null,null,null,null,null,null,null,null,null,null,null,null,null,null,null,null,null,null,null,null,null,null,null,null,null,null,null,null,null,null,null,null,null,null,null,null,null,null,null,null,null,null,null,null,null,null,null,null,null,null,null,null,null,null,null,3.1420091324200912,9.9412986030178062E-4,2.9148427970656524E-6,994.1298603017807,2.9148427970656527,24.216742414394634]
[null,null,null,null,null,null,null,null,null,null,null,null,null,null,null,null,null,null,null,null,null,null,null,null,null,null,null,null,null,null,null,null,null,null,null,null,null,null,null,null,null,null,null,null,null,null,null,null,null,null,null,null,null,null,null,null,null,null,null,null,null,null,null,null,null,null,3.1767123287671235,9.835307574962229E-4,2.8837656514111005E-6,983.53075749622292,2.8837656514111005,24.484214064371965]
[null,null,null,null,null,null,null,null,null,null,null,null,null,null,null,null,null,null,null,null,null,null,null,null,null,null,null,null,null,null,null,null,null,null,null,null,null,null,null,null,null,null,null,null,null,null,null,null,null,null,null,null,null,null,null,null,null,null,null,null,null,null,null,null,null,null,3.2143835616438357,9.721530283988948E-4,2.8504055311384392E-6,972.15302839889489,2.8504055311384393,24.774561579149982]
[null,null,null,null,null,null,null,null,null,null,null,null,null,null,null,null,null,null,null,null,null,null,null,null,null,null,null,null,null,null,null,null,null,null,null,null,null,null,null,null,null,null,null,null,null,null,null,null,null,null,null,null,null,null,null,null,null,null,null,null,null,null,null,null,null,null,3.2834474885844749,9.5163460681082959E-4,2.7902444035419171E-6,951.63460681082961,2.7902444035419172,25.306865356243019]
[null,null,null,null,null,null,null,null,null,null,null,null,null,null,null,null,null,null,null,null,null,null,null,null,null,null,null,null,null,null,null,null,null,null,null,null,null,null,null,null,null,null,null,null,null,null,null,null,null,null,null,null,null,null,null,null,null,null,null,null,null,null,null,null,null,null,3.3253424657534247,9.39399513582054E-4,2.7543704450245687E-6,939.39951358205406,2.754370445024569,25.629766986314333]
[null,null,null,null,null,null,null,null,null,null,null,null,null,null,null,null,null,null,null,null,null,null,null,null,null,null,null,null,null,null,null,null,null,null,null,null,null,null,null,null,null,null,null,null,null,null,null,null,null,null,null,null,null,null,null,null,null,null,null,null,null,null,null,null,null,null,3.3600456621004566,9.2938392867957073E-4,2.7250042055852456E-6,929.38392867957077,2.7250042055852459,25.897238636291661]
[null,null,null,null,null,null,null,null,null,null,null,null,null,null,null,null,null,null,null,null,null,null,null,null,null,null,null,null,null,null,null,null,null,null,null,null,null,null,null,null,null,null,null,null,null,null,null,null,null,null,null,null,null,null,null,null,null,null,null,null,null,null,null,null,null,null,3.3947488584474885,9.1947512682251994E-4,2.6959510598404758E-6,919.47512682252,2.6959510598404761,26.164710286268988]
[null,null,null,null,null,null,null,null,null,null,null,null,null,null,null,null,null,null,null,null,null,null,null,null,null,null,null,null,null,null,null,null,null,null,null,null,null,null,null,null,null,null,null,null,null,null,null,null,null,null,null,null,null,null,null,null,null,null,null,null,null,null,null,null,null,null,3.4324200913242011,9.0883840923643166E-4,2.6647636256044503E-6,908.83840923643174,2.6647636256044502,26.455057801047012]
[null,null,null,null,null,null,null,null,null,null,null,null,null,null,null,null,null,null,null,null,null,null,null,null,null,null,null,null,null,null,null,null,null,null,null,null,null,null,null,null,null,null,null,null,null,null,null,null,null,null,null,null,null,null,null,null,null,null,null,null,null,null,null,null,null,null,3.467123287671233,8.9914865730582154E-4,2.6363527461528282E-6,899.14865730582153,2.6363527461528284,26.722529451024339]
[null,null,null,null,null,null,null,null,null,null,null,null,null,null,null,null,null,null,null,null,null,null,null,null,null,null,null,null,null,null,null,null,null,null,null,null,null,null,null,null,null,null,null,null,null,null,null,null,null,null,null,null,null,null,null,null,null,null,null,null,null,null,null,null,null,null,3.5018264840182649,8.895622144910266E-4,2.6082447746452585E-6,889.56221449102668,2.6082447746452586,26.990001101001663]
[null,null,null,null,null,null,null,null,null,null,null,null,null,null,null,null,null,null,null,null,null,null,null,null,null,null,null,null,null,null,null,null,null,null,null,null,null,null,null,null,null,null,null,null,null,null,null,null,null,null,null,null,null,null,null,null,null,null,null,null,null,null,null,null,null,null,3.5273972602739727,8.8256398273965208E-4,2.587725578685791E-6,882.56398273965215,2.5877255786857911,27.187085474669171]
[null,null,null,null,null,null,null,null,null,null,null,null,null,null,null,null,null,null,null,null,null,null,null,null,null,null,null,null,null,null,null,null,null,null,null,null,null,null,null,null,null,null,null,null,null,null,null,null,null,null,null,null,null,null,null,null,null,null,null,null,null,null,null,null,null,null,3.5743150684931506,8.698663460666692E-4,2.5504954176434848E-6,869.86634606666928,2.5504954176434849,27.548700106710886]
[null,null,null,null,null,null,null,null,null,null,null,null,null,null,null,null,null,null,null,null,null,null,null,null,null,null,null,null,null,null,null,null,null,null,null,null,null,null,null,null,null,null,null,null,null,null,null,null,null,null,null,null,null,null,null,null,null,null,null,null,null,null,null,null,null,null,3.6119863013698632,8.5980351522889787E-4,2.5209906505533343E-6,859.80351522889794,2.5209906505533346,27.839047621488906]
[null,null,null,null,null,null,null,null,null,null,null,null,null,null,null,null,null,null,null,null,null,null,null,null,null,null,null,null,null,null,null,null,null,null,null,null,null,null,null,null,null,null,null,null,null,null,null,null,null,null,null,null,null,null,null,null,null,null,null,null,null,null,null,null,null,null,3.6466894977168951,8.506365580592132E-4,2.4941126337628984E-6,850.63655805921326,2.4941126337628985,28.106519271466233]
[null,null,null,null,null,null,null,null,null,null,null,null,null,null,null,null,null,null,null,null,null,null,null,null,null,null,null,null,null,null,null,null,null,null,null,null,null,null,null,null,null,null,null,null,null,null,null,null,null,null,null,null,null,null,null,null,null,null,null,null,null,null,null,null,null,null,3.681392694063927,8.4156733613050124E-4,2.4675211820124489E-6,841.5673361305013,2.4675211820124492,28.373990921443561]
[null,null,null,null,null,null,null,null,null,null,null,null,null,null,null,null,null,null,null,null,null,null,null,null,null,null,null,null,null,null,null,null,null,null,null,null,null,null,null,null,null,null,null,null,null,null,null,null,null,null,null,null,null,null,null,null,null,null,null,null,null,null,null,null,null,null,3.7190639269406391,8.318318752975018E-4,2.4389762815740204E-6,831.83187529750182,2.4389762815740204,28.664338436221581]
[null,null,null,null,null,null,null,null,null,null,null,null,null,null,null,null,null,null,null,null,null,null,null,null,null,null,null,null,null,null,null,null,null,null,null,null,null,null,null,null,null,null,null,null,null,null,null,null,null,null,null,null,null,null,null,null,null,null,null,null,null,null,null,null,null,null,3.753767123287671,8.2296314303696944E-4,2.4129726764304537E-6,822.96314303696943,2.4129726764304538,28.931810086198908]
[null,null,null,null,null,null,null,null,null,null,null,null,null,null,null,null,null,null,null,null,null,null,null,null,null,null,null,null,null,null,null,null,null,null,null,null,null,null,null,null,null,null,null,null,null,null,null,null,null,null,null,null,null,null,null,null,null,null,null,null,null,null,null,null,null,null,3.7914383561643836,8.1344290014960302E-4,2.3850588067091162E-6,813.44290014960302,2.3850588067091163,29.222157600976931]
[null,null,null,null,null,null,null,null,null,null,null,null,null,null,null,null,null,null,null,null,null,null,null,null,null,null,null,null,null,null,null,null,null,null,null,null,null,null,null,null,null,null,null,null,null,null,null,null,null,null,null,null,null,null,null,null,null,null,null,null,null,null,null,null,null,null,3.864041095890411,7.9540434940882098E-4,2.3321687952569799E-6,795.40434940882108,2.3321687952569801,29.781736447640021]
[null,null,null,null,null,null,null,null,null,null,null,null,null,null,null,null,null,null,null,null,null,null,null,null,null,null,null,null,null,null,null,null,null,null,null,null,null,null,null,null,null,null,null,null,null,null,null,null,null,null,null,null,null,null,null,null,null,null,null,null,null,null,null,null,null,null,3.899429223744292,7.8675753373300399E-4,2.3068158616044706E-6,786.75753373300404,2.3068158616044707,30.054487143340584]
[null,null,null,null,null,null,null,null,null,null,null,null,null,null,null,null,null,null,null,null,null,null,null,null,null,null,null,null,null,null,null,null,null,null,null,null,null,null,null,null,null,null,null,null,null,null,null,null,null,null,null,null,null,null,null,null,null,null,null,null,null,null,null,null,null,null,3.9371004566210046,7.7765612636381942E-4,2.280130040392768E-6,777.65612636381945,2.280130040392768,30.344834658118607]
[null,null,null,null,null,null,null,null,null,null,null,null,null,null,null,null,null,null,null,null,null,null,null,null,null,null,null,null,null,null,null,null,null,null,null,null,null,null,null,null,null,null,null,null,null,null,null,null,null,null,null,null,null,null,null,null,null,null,null,null,null,null,null,null,null,null,3.9718036529680365,7.69364999057574E-4,2.2558200043771238E-6,769.36499905757398,2.2558200043771239,30.612306308095935]
[null,null,null,null,null,null,null,null,null,null,null,null,null,null,null,null,null,null,null,null,null,null,null,null,null,null,null,null,null,null,null,null,null,null,null,null,null,null,null,null,null,null,null,null,null,null,null,null,null,null,null,null,null,null,null,null,null,null,null,null,null,null,null,null,null,null,4.0065068493150688,7.6116226916720254E-4,2.2317691543906178E-6,761.16226916720257,2.231769154390618,30.879777958073266]
[null,null,null,null,null,null,null,null,null,null,null,null,null,null,null,null,null,null,null,null,null,null,null,null,null,null,null,null,null,null,null,null,null,null,null,null,null,null,null,null,null,null,null,null,null,null,null,null,null,null,null,null,null,null,null,null,null,null,null,null,null,null,null,null,null,null,4.044178082191781,7.5235695420202656E-4,2.2059514922047676E-6,752.3569542020266,2.2059514922047678,31.170125472851286]
[null,null,null,null,null,null,null,null,null,null,null,null,null,null,null,null,null,null,null,null,null,null,null,null,null,null,null,null,null,null,null,null,null,null,null,null,null,null,null,null,null,null,null,null,null,null,null,null,null,null,null,null,null,null,null,null,null,null,null,null,null,null,null,null,null,null,4.0788812785388124,7.4433555878629788E-4,2.1824323247563072E-6,744.33555878629795,2.1824323247563076,31.43759712282861]
[null,null,null,null,null,null,null,null,null,null,null,null,null,null,null,null,null,null,null,null,null,null,null,null,null,null,null,null,null,null,null,null,null,null,null,null,null,null,null,null,null,null,null,null,null,null,null,null,null,null,null,null,null,null,null,null,null,null,null,null,null,null,null,null,null,null,4.1165525114155255,7.3572489940342618E-4,2.1571854033203792E-6,735.72489940342621,2.1571854033203794,31.727944637606633]
[null,null,null,null,null,null,null,null,null,null,null,null,null,null,null,null,null,null,null,null,null,null,null,null,null,null,null,null,null,null,null,null,null,null,null,null,null,null,null,null,null,null,null,null,null,null,null,null,null,null,null,null,null,null,null,null,null,null,null,null,null,null,null,null,null,null,4.1621004566210047,7.2544675100262438E-4,2.1270493134295124E-6,725.44675100262441,2.1270493134295125,32.079001178201878]
[null,null,null,null,null,null,null,null,null,null,null,null,null,null,null,null,null,null,null,null,null,null,null,null,null,null,null,null,null,null,null,null,null,null,null,null,null,null,null,null,null,null,null,null,null,null,null,null,null,null,null,null,null,null,null,null,null,null,null,null,null,null,null,null,null,null,4.1860730593607309,7.2009500042962283E-4,2.1113576897972939E-6,720.09500042962281,2.1113576897972939,32.26376777851516]
[null,null,null,null,null,null,null,null,null,null,null,null,null,null,null,null,null,null,null,null,null,null,null,null,null,null,null,null,null,null,null,null,null,null,null,null,null,null,null,null,null,null,null,null,null,null,null,null,null,null,null,null,null,null,null,null,null,null,null,null,null,null,null,null,null,null,4.2237442922374431,7.1176476187146558E-4,2.0869329774647297E-6,711.76476187146557,2.0869329774647296,32.554115293293179]
[null,null,null,null,null,null,null,null,null,null,null,null,null,null,null,null,null,null,null,null,null,null,null,null,null,null,null,null,null,null,null,null,null,null,null,null,null,null,null,null,null,null,null,null,null,null,null,null,null,null,null,null,null,null,null,null,null,null,null,null,null,null,null,null,null,null,4.2584474885844745,7.0417614776207877E-4,2.0646827483349638E-6,704.17614776207881,2.0646827483349641,32.821586943270503]
[null,null,null,null,null,null,null,null,null,null,null,null,null,null,null,null,null,null,null,null,null,null,null,null,null,null,null,null,null,null,null,null,null,null,null,null,null,null,null,null,null,null,null,null,null,null,null,null,null,null,null,null,null,null,null,null,null,null,null,null,null,null,null,null,null,null,4.2961187214611876,6.9603006246177505E-4,2.0407979833660643E-6,696.03006246177506,2.0407979833660645,33.11193445804853]
[null,null,null,null,null,null,null,null,null,null,null,null,null,null,null,null,null,null,null,null,null,null,null,null,null,null,null,null,null,null,null,null,null,null,null,null,null,null,null,null,null,null,null,null,null,null,null,null,null,null,null,null,null,null,null,null,null,null,null,null,null,null,null,null,null,null,4.330821917808219,6.8860920681465499E-4,2.0190396311679869E-6,688.60920681465507,2.019039631167987,33.379406108025854]
[null,null,null,null,null,null,null,null,null,null,null,null,null,null,null,null,null,null,null,null,null,null,null,null,null,null,null,null,null,null,null,null,null,null,null,null,null,null,null,null,null,null,null,null,null,null,null,null,null,null,null,null,null,null,null,null,null,null,null,null,null,null,null,null,null,null,4.4039954337899543,6.7322021497726156E-4,1.9739182704659637E-6,673.22021497726155,1.9739182704659637,33.943384159458311]
[null,null,null,null,null,null,null,null,null,null,null,null,null,null,null,null,null,null,null,null,null,null,null,null,null,null,null,null,null,null,null,null,null,null,null,null,null,null,null,null,null,null,null,null,null,null,null,null,null,null,null,null,null,null,null,null,null,null,null,null,null,null,null,null,null,null,4.4060502283105025,6.7279307545999153E-4,1.9726658741795484E-6,672.79307545999154,1.9726658741795484,33.959221296628023]
[null,null,null,null,null,null,null,null,null,null,null,null,null,null,null,null,null,null,null,null,null,null,null,null,null,null,null,null,null,null,null,null,null,null,null,null,null,null,null,null,null,null,null,null,null,null,null,null,null,null,null,null,null,null,null,null,null,null,null,null,null,null,null,null,null,null,4.4764840182648404,6.583143921367583E-4,1.9302135875306899E-6,658.31439213675833,1.9302135875306901,34.502083165167534]
[null,null,null,null,null,null,null,null,null,null,null,null,null,null,null,null,null,null,null,null,null,null,null,null,null,null,null,null,null,null,null,null,null,null,null,null,null,null,null,null,null,null,null,null,null,null,null,null,null,null,null,null,null,null,null,null,null,null,null,null,null,null,null,null,null,null,4.5111872146118719,6.5129564921466454E-4,1.9096342517035673E-6,651.29564921466454,1.9096342517035674,34.769554815144858]
[null,null,null,null,null,null,null,null,null,null,null,null,null,null,null,null,null,null,null,null,null,null,null,null,null,null,null,null,null,null,null,null,null,null,null,null,null,null,null,null,null,null,null,null,null,null,null,null,null,null,null,null,null,null,null,null,null,null,null,null,null,null,null,null,null,null,4.548858447488584,6.4376129871006229E-4,1.8875431264131139E-6,643.76129871006231,1.8875431264131139,35.059902329922878]
[null,null,null,null,null,null,null,null,null,null,null,null,null,null,null,null,null,null,null,null,null,null,null,null,null,null,null,null,null,null,null,null,null,null,null,null,null,null,null,null,null,null,null,null,null,null,null,null,null,null,null,null,null,null,null,null,null,null,null,null,null,null,null,null,null,null,4.5835616438356164,6.3689771633542586E-4,1.867418729746563E-6,636.89771633542591,1.867418729746563,35.327373979900209]
[null,null,null,null,null,null,null,null,null,null,null,null,null,null,null,null,null,null,null,null,null,null,null,null,null,null,null,null,null,null,null,null,null,null,null,null,null,null,null,null,null,null,null,null,null,null,null,null,null,null,null,null,null,null,null,null,null,null,null,null,null,null,null,null,null,null,4.6212328767123285,6.2952992470924579E-4,1.8458159641427493E-6,629.52992470924585,1.8458159641427494]
[null,null,null,null,null,null,null,null,null,null,null,null,null,null,null,null,null,null,null,null,null,null,null,null,null,null,null,null,null,null,null,null,null,null,null,null,null,null,null,null,null,null,null,null,null,null,null,null,null,null,null,null,null,null,null,null,null,null,null,null,null,null,null,null,null,null,4.6559360730593609,6.2281807280979424E-4,1.8261364494783885E-6,622.81807280979422,1.8261364494783885]
[null,null,null,null,null,null,null,null,null,null,null,null,null,null,null,null,null,null,null,null,null,null,null,null,null,null,null,null,null,null,null,null,null,null,null,null,null,null,null,null,null,null,null,null,null,null,null,null,null,null,null,null,null,null,null,null,null,null,null,null,null,null,null,null,null,null,4.6906392694063923,6.1617778058392105E-4,1.806666751667358E-6,616.17778058392105,1.806666751667358]
[null,null,null,null,null,null,null,null,null,null,null,null,null,null,null,null,null,null,null,null,null,null,null,null,null,null,null,null,null,null,null,null,null,null,null,null,null,null,null,null,null,null,null,null,null,null,null,null,null,null,null,null,null,null,null,null,null,null,null,null,null,null,null,null,null,null,4.7426940639269404,6.0634984991323642E-4,1.7778507246376402E-6,606.34984991323643,1.7778507246376403]
[null,null,null,null,null,null,null,null,null,null,null,null,null,null,null,null,null,null,null,null,null,null,null,null,null,null,null,null,null,null,null,null,null,null,null,null,null,null,null,null,null,null,null,null,null,null,null,null,null,null,null,null,null,null,null,null,null,null,null,null,null,null,null,null,null,null,4.7631278538812785,6.0253493886392253E-4,1.7666651980403773E-6,602.53493886392255,1.7666651980403774]
[null,null,null,null,null,null,null,null,null,null,null,null,null,null,null,null,null,null,null,null,null,null,null,null,null,null,null,null,null,null,null,null,null,null,null,null,null,null,null,null,null,null,null,null,null,null,null,null,null,null,null,null,null,null,null,null,null,null,null,null,null,null,null,null,null,null,4.7978310502283108,5.9611089909207549E-4,1.7478295641812885E-6,596.11089909207556,1.7478295641812884]
[null,null,null,null,null,null,null,null,null,null,null,null,null,null,null,null,null,null,null,null,null,null,null,null,null,null,null,null,null,null,null,null,null,null,null,null,null,null,null,null,null,null,null,null,null,null,null,null,null,null,null,null,null,null,null,null,null,null,null,null,null,null,null,null,null,null,4.8355022831050229,5.8921493954008333E-4,1.7276102358705196E-6,589.21493954008338,1.7276102358705197]
[null,null,null,null,null,null,null,null,null,null,null,null,null,null,null,null,null,null,null,null,null,null,null,null,null,null,null,null,null,null,null,null,null,null,null,null,null,null,null,null,null,null,null,null,null,null,null,null,null,null,null,null,null,null,null,null,null,null,null,null,null,null,null,null,null,null,4.8702054794520544,5.8293291345059488E-4,1.7091909938487928E-6,582.93291345059492,1.7091909938487928]
[null,null,null,null,null,null,null,null,null,null,null,null,null,null,null,null,null,null,null,null,null,null,null,null,null,null,null,null,null,null,null,null,null,null,null,null,null,null,null,null,null,null,null,null,null,null,null,null,null,null,null,null,null,null,null,null,null,null,null,null,null,null,null,null,null,null,4.9078767123287674,5.7618940012312057E-4,1.6894186461561706E-6,576.18940012312055,1.6894186461561707]
[null,null,null,null,null,null,null,null,null,null,null,null,null,null,null,null,null,null,null,null,null,null,null,null,null,null,null,null,null,null,null,null,null,null,null,null,null,null,null,null,null,null,null,null,null,null,null,null,null,null,null,null,null,null,null,null,null,null,null,null,null,null,null,null,null,null,4.9810502283105027,5.6331275849890383E-4,1.6516636328650999E-6,563.3127584989038,1.6516636328651]
[null,null,null,null,null,null,null,null,null,null,null,null,null,null,null,null,null,null,null,null,null,null,null,null,null,null,null,null,null,null,null,null,null,null,null,null,null,null,null,null,null,null,null,null,null,null,null,null,null,null,null,null,null,null,null,null,null,null,null,null,null,null,null,null,null,null,4.9930365296803654,5.6123108262795117E-4,1.6455600460395019E-6,561.2310826279512,1.6455600460395019]
[null,null,null,null,null,null,null,null,null,null,null,null,null,null,null,null,null,null,null,null,null,null,null,null,null,null,null,null,null,null,null,null,null,null,null,null,null,null,null,null,null,null,null,null,null,null,null,null,null,null,null,null,null,null,null,null,null,null,null,null,null,null,null,null,null,null,5.053538812785388,5.5084040547803714E-4,1.6150940157385234E-6,550.84040547803716,1.6150940157385234]
[null,null,null,null,null,null,null,null,null,null,null,null,null,null,null,null,null,null,null,null,null,null,null,null,null,null,null,null,null,null,null,null,null,null,null,null,null,null,null,null,null,null,null,null,null,null,null,null,null,null,null,null,null,null,null,null,null,null,null,null,null,null,null,null,null,null,5.0882420091324203,5.4496751671344031E-4,1.597874386596455E-6,544.96751671344032,1.5978743865964551]
[null,null,null,null,null,null,null,null,null,null,null,null,null,null,null,null,null,null,null,null,null,null,null,null,null,null,null,null,null,null,null,null,null,null,null,null,null,null,null,null,null,null,null,null,null,null,null,null,null,null,null,null,null,null,null,null,null,null,null,null,null,null,null,null,null,null,5.1259132420091325,5.3866319656406991E-4,1.5793897771791199E-6,538.66319656406995,1.5793897771791199]
[null,null,null,null,null,null,null,null,null,null,null,null,null,null,null,null,null,null,null,null,null,null,null,null,null,null,null,null,null,null,null,null,null,null,null,null,null,null,null,null,null,null,null,null,null,null,null,null,null,null,null,null,null,null,null,null,null,null,null,null,null,null,null,null,null,null,5.1606164383561648,5.3292013740656734E-4,1.5625508155033418E-6,532.92013740656739,1.5625508155033419]
[null,null,null,null,null,null,null,null,null,null,null,null,null,null,null,null,null,null,null,null,null,null,null,null,null,null,null,null,null,null,null,null,null,null,null,null,null,null,null,null,null,null,null,null,null,null,null,null,null,null,null,null,null,null,null,null,null,null,null,null,null,null,null,null,null,null,5.1953196347031962,5.2723830895629899E-4,1.5458913855900307E-6,527.23830895629897,1.5458913855900309]
[null,null,null,null,null,null,null,null,null,null,null,null,null,null,null,null,null,null,null,null,null,null,null,null,null,null,null,null,null,null,null,null,null,null,null,null,null,null,null,null,null,null,null,null,null,null,null,null,null,null,null,null,null,null,null,null,null,null,null,null,null,null,null,null,null,null,5.2329908675799084,5.2113908470396411E-4,1.5280081284930054E-6,521.13908470396416,1.5280081284930056]
[null,null,null,null,null,null,null,null,null,null,null,null,null,null,null,null,null,null,null,null,null,null,null,null,null,null,null,null,null,null,null,null,null,null,null,null,null,null,null,null,null,null,null,null,null,null,null,null,null,null,null,null,null,null,null,null,null,null,null,null,null,null,null,null,null,null,5.2676940639269407,5.1558286216670456E-4,1.5117169819453016E-6,515.58286216670456,1.5117169819453018]
[null,null,null,null,null,null,null,null,null,null,null,null,null,null,null,null,null,null,null,null,null,null,null,null,null,null,null,null,null,null,null,null,null,null,null,null,null,null,null,null,null,null,null,null,null,null,null,null,null,null,null,null,null,null,null,null,null,null,null,null,null,null,null,null,null,null,5.2910958904109586,5.1186954881091433E-4,1.5008293453088893E-6,511.86954881091435,1.5008293453088895]
[null,null,null,null,null,null,null,null,null,null,null,null,null,null,null,null,null,null,null,null,null,null,null,null,null,null,null,null,null,null,null,null,null,null,null,null,null,null,null,null,null,null,null,null,null,null,null,null,null,null,null,null,null,null,null,null,null,null,null,null,null,null,null,null,null,null,5.3401826484018269,5.0416730061331975E-4,1.4782459348546906E-6,504.16730061331975,1.4782459348546906]
[null,null,null,null,null,null,null,null,null,null,null,null,null,null,null,null,null,null,null,null,null,null,null,null,null,null,null,null,null,null,null,null,null,null,null,null,null,null,null,null,null,null,null,null,null,null,null,null,null,null,null,null,null,null,null,null,null,null,null,null,null,null,null,null,null,null,5.3748858447488583,4.9879202594972757E-4,1.4624853373099544E-6,498.79202594972759,1.4624853373099544]
[null,null,null,null,null,null,null,null,null,null,null,null,null,null,null,null,null,null,null,null,null,null,null,null,null,null,null,null,null,null,null,null,null,null,null,null,null,null,null,null,null,null,null,null,null,null,null,null,null,null,null,null,null,null,null,null,null,null,null,null,null,null,null,null,null,null,5.4125570776255705,4.9302187539377478E-4,1.445566942181075E-6,493.02187539377479,1.4455669421810751]
[null,null,null,null,null,null,null,null,null,null,null,null,null,null,null,null,null,null,null,null,null,null,null,null,null,null,null,null,null,null,null,null,null,null,null,null,null,null,null,null,null,null,null,null,null,null,null,null,null,null,null,null,null,null,null,null,null,null,null,null,null,null,null,null,null,null,5.4472602739726028,4.8776542978102417E-4,1.430154757873642E-6,{"$f":"IF(BP47729<>\"\",BP47729/(1*10^-6),\"\")","v":487.76542978102418},{"$f":"IF(BQ47729<>\"\",BQ47729/(1*10^-6),\"\")","v":1.4301547578736422}]
[null,null,null,null,null,null,null,null,null,null,null,null,null,null,null,null,null,null,null,null,null,null,null,null,null,null,null,null,null,null,null,null,null,null,null,null,null,null,null,null,null,null,null,null,null,null,null,null,null,null,null,null,null,null,null,null,null,null,null,null,null,null,null,null,null,null,5.5204337899543381,4.7686488104717057E-4,1.3981937563689784E-6,476.86488104717057,1.3981937563689784]
[null,null,null,null,null,null,null,null,null,null,null,null,null,null,null,null,null,null,null,null,null,null,null,null,null,null,null,null,null,null,null,null,null,null,null,null,null,null,null,null,null,null,null,null,null,null,null,null,null,null,null,null,null,null,null,null,null,null,null,null,null,null,null,null,null,null,5.5581050228310502,4.7134838917212596E-4,1.3820191022828776E-6,471.34838917212596,1.3820191022828776]
[null,null,null,null,null,null,null,null,null,null,null,null,null,null,null,null,null,null,null,null,null,null,null,null,null,null,null,null,null,null,null,null,null,null,null,null,null,null,null,null,null,null,null,null,null,null,null,null,null,null,null,null,null,null,null,null,null,null,null,null,null,null,null,null,null,null,5.5736301369863011,4.690935375308753E-4,1.3754077546839272E-6,469.09353753087532,1.3754077546839272]
[null,null,null,null,null,null,null,null,null,null,null,null,null,null,null,null,null,null,null,null,null,null,null,null,null,null,null,null,null,null,null,null,null,null,null,null,null,null,null,null,null,null,null,null,null,null,null,null,null,null,null,null,null,null,null,null,null,null,null,null,null,null,null,null,null,null,5.6305936073059364,4.6091222663741474E-4,1.3514197063608246E-6,460.91222663741473,1.3514197063608246]
[null,null,null,null,null,null,null,null,null,null,null,null,null,null,null,null,null,null,null,null,null,null,null,null,null,null,null,null,null,null,null,null,null,null,null,null,null,null,null,null,null,null,null,null,null,null,null,null,null,null,null,null,null,null,null,null,null,null,null,null,null,null,null,null,null,null,5.6652968036529678,4.5599812409452827E-4,1.3370112905459868E-6,455.99812409452829,1.3370112905459868]
[null,null,null,null,null,null,null,null,null,null,null,null,null,null,null,null,null,null,null,null,null,null,null,null,null,null,null,null,null,null,null,null,null,null,null,null,null,null,null,null,null,null,null,null,null,null,null,null,null,null,null,null,null,null,null,null,null,null,null,null,null,null,null,null,null,null,5.7,4.5113641418174889E-4,1.3227564927709901E-6,451.13641418174893,1.3227564927709903]
[null,null,null,null,null,null,null,null,null,null,null,null,null,null,null,null,null,null,null,null,null,null,null,null,null,null,null,null,null,null,null,null,null,null,null,null,null,null,null,null,null,null,null,null,null,null,null,null,null,null,null,null,null,null,null,null,null,null,null,null,null,null,null,null,null,null,5.7376712328767123,4.459175556281367E-4,1.3074545157644015E-6,445.91755562813671,1.3074545157644015]
[null,null,null,null,null,null,null,null,null,null,null,null,null,null,null,null,null,null,null,null,null,null,null,null,null,null,null,null,null,null,null,null,null,null,null,null,null,null,null,null,null,null,null,null,null,null,null,null,null,null,null,null,null,null,null,null,null,null,null,null,null,null,null,null,null,null,5.7723744292237447,4.4116332159530004E-4,1.2935148431124086E-6,441.16332159530003,1.2935148431124086]
[null,null,null,null,null,null,null,null,null,null,null,null,null,null,null,null,null,null,null,null,null,null,null,null,null,null,null,null,null,null,null,null,null,null,null,null,null,null,null,null,null,null,null,null,null,null,null,null,null,null,null,null,null,null,null,null,null,null,null,null,null,null,null,null,null,null,5.8070776255707761,4.3645977572433128E-4,1.2797237909067146E-6,436.45977572433128,1.2797237909067147]
[null,null,null,null,null,null,null,null,null,null,null,null,null,null,null,null,null,null,null,null,null,null,null,null,null,null,null,null,null,null,null,null,null,null,null,null,null,null,null,null,null,null,null,null,null,null,null,null,null,null,null,null,null,null,null,null,null,null,null,null,null,null,null,null,null,null,5.8447488584474883,4.3141070018477845E-4,1.2649196269277365E-6,431.41070018477848,1.2649196269277365]
[null,null,null,null,null,null,null,null,null,null,null,null,null,null,null,null,null,null,null,null,null,null,null,null,null,null,null,null,null,null,null,null,null,null,null,null,null,null,null,null,null,null,null,null,null,null,null,null,null,null,null,null,null,null,null,null,null,null,null,null,null,null,null,null,null,null,5.8716894977168952,4.2783570767626389E-4,1.2544375545354598E-6,427.83570767626389,1.2544375545354598]
[null,null,null,null,null,null,null,null,null,null,null,null,null,null,null,null,null,null,null,null,null,null,null,null,null,null,null,null,null,null,null,null,null,null,null,null,null,null,null,null,null,null,null,null,null,null,null,null,null,null,null,null,null,null,null,null,null,null,null,null,null,null,null,null,null,null,5.9172374429223744,4.2185880122899808E-4,1.2369129398928019E-6,421.85880122899812,1.236912939892802]
[null,null,null,null,null,null,null,null,null,null,null,null,null,null,null,null,null,null,null,null,null,null,null,null,null,null,null,null,null,null,null,null,null,null,null,null,null,null,null,null,null,null,null,null,null,null,null,null,null,null,null,null,null,null,null,null,null,null,null,null,null,null,null,null,null,null,5.9519406392694068,4.1736107413899929E-4,1.2237253595424137E-6,417.3610741389993,1.2237253595424138]
[null,null,null,null,null,null,null,null,null,null,null,null,null,null,null,null,null,null,null,null,null,null,null,null,null,null,null,null,null,null,null,null,null,null,null,null,null,null,null,null,null,null,null,null,null,null,null,null,null,null,null,null,null,null,null,null,null,null,null,null,null,null,null,null,null,null,5.9866438356164382,4.1291130041376918E-4,1.21067838106455E-6,412.9113004137692,1.2106783810645501]
[null,null,null,null,null,null,null,null,null,null,null,null,null,null,null,null,null,null,null,null,null,null,null,null,null,null,null,null,null,null,null,null,null,null,null,null,null,null,null,null,null,null,null,null,null,null,null,null,null,null,null,null,null,null,null,null,null,null,null,null,null,null,null,null,null,null,6.0243150684931503,4.0813463950964705E-4,1.1966729516066932E-6,408.13463950964706,1.1966729516066932]
[null,null,null,null,null,null,null,null,null,null,null,null,null,null,null,null,null,null,null,null,null,null,null,null,null,null,null,null,null,null,null,null,null,null,null,null,null,null,null,null,null,null,null,null,null,null,null,null,null,null,null,null,null,null,null,null,null,null,null,null,null,null,null,null,null,null,6.0974885844748856,3.9901367427448101E-4,1.1699297856686543E-6,{"$f":"IF(BP53425<>\"\",BP53425/(1*10^-6),\"\")","v":399.01367427448105},{"$f":"IF(BQ53425<>\"\",BQ53425/(1*10^-6),\"\")","v":1.1699297856686544}]
[null,null,null,null,null,null,null,null,null,null,null,null,null,null,null,null,null,null,null,null,null,null,null,null,null,null,null,null,null,null,null,null,null,null,null,null,null,null,null,null,null,null,null,null,null,null,null,null,null,null,null,null,null,null,null,null,null,null,null,null,null,null,null,null,null,null,6.132191780821918,3.9475951480966528E-4,1.1574563588370505E-6,394.75951480966529,1.1574563588370506]
[null,null,null,null,null,null,null,null,null,null,null,null,null,null,null,null,null,null,null,null,null,null,null,null,null,null,null,null,null,null,null,null,null,null,null,null,null,null,null,null,null,null,null,null,null,null,null,null,null,null,null,null,null,null,null,null,null,null,null,null,null,null,null,null,null,null,6.1698630136986301,3.9019283828850473E-4,1.1440666150060051E-6,390.19283828850473,1.1440666150060053]
[null,null,null,null,null,null,null,null,null,null,null,null,null,null,null,null,null,null,null,null,null,null,null,null,null,null,null,null,null,null,null,null,null,null,null,null,null,null,null,null,null,null,null,null,null,null,null,null,null,null,null,null,null,null,null,null,null,null,null,null,null,null,null,null,null,null,6.208333333333333,3.8558380964260079E-4,1.1305526924427053E-6,385.58380964260078,1.1305526924427054]
[null,null,null,null,null,null,null,null,null,null,null,null,null,null,null,null,null,null,null,null,null,null,null,null,null,null,null,null,null,null,null,null,null,null,null,null,null,null,null,null,null,null,null,null,null,null,null,null,null,null,null,null,null,null,null,null,null,null,null,null,null,null,null,null,null,null,6.2423515981735163,3.8155354732283129E-4,1.1187357442127235E-6,381.55354732283132,1.1187357442127235]
[null,null,null,null,null,null,null,null,null,null,null,null,null,null,null,null,null,null,null,null,null,null,null,null,null,null,null,null,null,null,null,null,null,null,null,null,null,null,null,null,null,null,null,null,null,null,null,null,null,null,null,null,null,null,null,null,null,null,null,null,null,null,null,null,null,null,6.2770547945205477,3.7748554229110243E-4,1.1068081322993643E-6,377.48554229110243,1.1068081322993644]
[null,null,null,null,null,null,null,null,null,null,null,null,null,null,null,null,null,null,null,null,null,null,null,null,null,null,null,null,null,null,null,null,null,null,null,null,null,null,null,null,null,null,null,null,null,null,null,null,null,null,null,null,null,null,null,null,null,null,null,null,null,null,null,null,null,null,6.31175799086758,3.7346090906145561E-4,1.0950076888676521E-6,373.46090906145565,1.0950076888676521]
[null,null,null,null,null,null,null,null,null,null,null,null,null,null,null,null,null,null,null,null,null,null,null,null,null,null,null,null,null,null,null,null,null,null,null,null,null,null,null,null,null,null,null,null,null,null,null,null,null,null,null,null,null,null,null,null,null,null,null,null,null,null,null,null,null,null,6.3494292237442922,3.6914062012350686E-4,1.0823403668256408E-6,369.14062012350689,1.0823403668256408]
[null,null,null,null,null,null,null,null,null,null,null,null,null,null,null,null,null,null,null,null,null,null,null,null,null,null,null,null,null,null,null,null,null,null,null,null,null,null,null,null,null,null,null,null,null,null,null,null,null,null,null,null,null,null,null,null,null,null,null,null,null,null,null,null,null,null,6.3841324200913245,3.6520495785378256E-4,1.0708007910853985E-6,365.20495785378256,1.0708007910853985]
[null,null,null,null,null,null,null,null,null,null,null,null,null,null,null,null,null,null,null,null,null,null,null,null,null,null,null,null,null,null,null,null,null,null,null,null,null,null,null,null,null,null,null,null,null,null,null,null,null,null,null,null,null,null,null,null,null,null,null,null,null,null,null,null,null,null,6.4218036529680367,3.6098017581845539E-4,1.0584135004741823E-6,360.98017581845539,1.0584135004741824]
[null,null,null,null,null,null,null,null,null,null,null,null,null,null,null,null,null,null,null,null,null,null,null,null,null,null,null,null,null,null,null,null,null,null,null,null,null,null,null,null,null,null,null,null,null,null,null,null,null,null,null,null,null,null,null,null,null,null,null,null,null,null,null,null,null,null,6.4522831050228309,3.5759773791596561E-4,1.0484960086551545E-6,357.59773791596564,1.0484960086551545]
[null,null,null,null,null,null,null,null,null,null,null,null,null,null,null,null,null,null,null,null,null,null,null,null,null,null,null,null,null,null,null,null,null,null,null,null,null,null,null,null,null,null,null,null,null,null,null,null,null,null,null,null,null,null,null,null,null,null,null,null,null,null,null,null,null,null,6.4913242009132421,3.5331143484725448E-4,1.0359283350294169E-6,353.31143484725447,1.0359283350294171]
[null,null,null,null,null,null,null,null,null,null,null,null,null,null,null,null,null,null,null,null,null,null,null,null,null,null,null,null,null,null,null,null,null,null,null,null,null,null,null,null,null,null,null,null,null,null,null,null,null,null,null,null,null,null,null,null,null,null,null,null,null,null,null,null,null,null,6.5289954337899543,3.4922424005233644E-4,1.0239444576871202E-6,349.22424005233643,1.0239444576871202]
[null,null,null,null,null,null,null,null,null,null,null,null,null,null,null,null,null,null,null,null,null,null,null,null,null,null,null,null,null,null,null,null,null,null,null,null,null,null,null,null,null,null,null,null,null,null,null,null,null,null,null,null,null,null,null,null,null,null,null,null,null,null,null,null,null,null,6.5636986301369866,3.4550092002110433E-4,1.0130274809342916E-6,345.50092002110432,1.0130274809342916]
[null,null,null,null,null,null,null,null,null,null,null,null,null,null,null,null,null,null,null,null,null,null,null,null,null,null,null,null,null,null,null,null,null,null,null,null,null,null,null,null,null,null,null,null,null,null,null,null,null,null,null,null,null,null,null,null,null,null,null,null,null,null,null,null,null,null,6.5984018264840181,3.4181729686788066E-4,1.0022268975859363E-6,341.81729686788066,1.0022268975859363]
[null,null,null,null,null,null,null,null,null,null,null,null,null,null,null,null,null,null,null,null,null,null,null,null,null,null,null,null,null,null,null,null,null,null,null,null,null,null,null,null,null,null,null,null,null,null,null,null,null,null,null,null,null,null,null,null,null,null,null,null,null,null,null,null,null,null,6.674543378995434,3.3387216921573363E-4,9.7893135136665491E-7,333.87216921573366,0.97893135136665499]
[null,null,null,null,null,null,null,null,null,null,null,null,null,null,null,null,null,null,null,null,null,null,null,null,null,null,null,null,null,null,null,null,null,null,null,null,null,null,null,null,null,null,null,null,null,null,null,null,null,null,null,null,null,null,null,null,null,null,null,null,null,null,null,null,null,null,6.7092465753424655,3.3031252818014668E-4,9.6849429032759673E-7,330.31252818014667,0.96849429032759682]
[null,null,null,null,null,null,null,null,null,null,null,null,null,null,null,null,null,null,null,null,null,null,null,null,null,null,null,null,null,null,null,null,null,null,null,null,null,null,null,null,null,null,null,null,null,null,null,null,null,null,null,null,null,null,null,null,null,null,null,null,null,null,null,null,null,null,6.7469178082191785,3.2649139047352877E-4,9.5729050683260141E-7,326.49139047352878,0.95729050683260142]
[null,null,null,null,null,null,null,null,null,null,null,null,null,null,null,null,null,null,null,null,null,null,null,null,null,null,null,null,null,null,null,null,null,null,null,null,null,null,null,null,null,null,null,null,null,null,null,null,null,null,null,null,null,null,null,null,null,null,null,null,null,null,null,null,null,null,6.7889269406392696,3.2228235191988436E-4,9.4494937696558602E-7,322.28235191988438,0.94494937696558612]
[null,null,null,null,null,null,null,null,null,null,null,null,null,null,null,null,null,null,null,null,null,null,null,null,null,null,null,null,null,null,null,null,null,null,null,null,null,null,null,null,null,null,null,null,null,null,null,null,null,null,null,null,null,null,null,null,null,null,null,null,null,null,null,null,null,null,6.816438356164384,3.1955533672156931E-4,9.3695362014777536E-7,319.55533672156935,0.93695362014777539]
[null,null,null,null,null,null,null,null,null,null,null,null,null,null,null,null,null,null,null,null,null,null,null,null,null,null,null,null,null,null,null,null,null,null,null,null,null,null,null,null,null,null,null,null,null,null,null,null,null,null,null,null,null,null,null,null,null,null,null,null,null,null,null,null,null,null,6.8541095890410961,3.1585864088861006E-4,9.2611470699172862E-7,315.85864088861007,0.92611470699172871]
[null,null,null,null,null,null,null,null,null,null,null,null,null,null,null,null,null,null,null,null,null,null,null,null,null,null,null,null,null,null,null,null,null,null,null,null,null,null,null,null,null,null,null,null,null,null,null,null,null,null,null,null,null,null,null,null,null,null,null,null,null,null,null,null,null,null,6.8888127853881276,3.1249105447913868E-4,9.1624076055764399E-7,312.49105447913871,0.91624076055764403]
[null,null,null,null,null,null,null,null,null,null,null,null,null,null,null,null,null,null,null,null,null,null,null,null,null,null,null,null,null,null,null,null,null,null,null,null,null,null,null,null,null,null,null,null,null,null,null,null,null,null,null,null,null,null,null,null,null,null,null,null,null,null,null,null,null,null,6.9235159817351599,3.0915937222664511E-4,9.0647208706377638E-7,309.15937222664513,0.90647208706377647]
[null,null,null,null,null,null,null,null,null,null,null,null,null,null,null,null,null,null,null,null,null,null,null,null,null,null,null,null,null,null,null,null,null,null,null,null,null,null,null,null,null,null,null,null,null,null,null,null,null,null,null,null,null,null,null,null,null,null,null,null,null,null,null,null,null,null,6.9611872146118721,3.0558293950373836E-4,8.9598579188460309E-7,305.58293950373837,0.89598579188460314]
[null,null,null,null,null,null,null,null,null,null,null,null,null,null,null,null,null,null,null,null,null,null,null,null,null,null,null,null,null,null,null,null,null,null,null,null,null,null,null,null,null,null,null,null,null,null,null,null,null,null,null,null,null,null,null,null,null,null,null,null,null,null,null,null,null,null,6.9958904109589044,3.0232490942058455E-4,8.8643307055539844E-7,302.32490942058456,0.88643307055539844]
[null,null,null,null,null,null,null,null,null,null,null,null,null,null,null,null,null,null,null,null,null,null,null,null,null,null,null,null,null,null,null,null,null,null,null,null,null,null,null,null,null,null,null,null,null,null,null,null,null,null,null,null,null,null,null,null,null,null,null,null,null,null,null,null,null,null,7.0328767123287674,2.9889076546966845E-4,8.763639737913443E-7,298.89076546966845,0.87636397379134434]
[null,null,null,null,null,null,null,null,null,null,null,null,null,null,null,null,null,null,null,null,null,null,null,null,null,null,null,null,null,null,null,null,null,null,null,null,null,null,null,null,null,null,null,null,null,null,null,null,null,null,null,null,null,null,null,null,null,null,null,null,null,null,null,null,null,null,7.0683789954337897,2.9563110932391589E-4,8.6680648475819774E-7,295.63110932391589,0.86680648475819777]
[null,null,null,null,null,null,null,null,null,null,null,null,null,null,null,null,null,null,null,null,null,null,null,null,null,null,null,null,null,null,null,null,null,null,null,null,null,null,null,null,null,null,null,null,null,null,null,null,null,null,null,null,null,null,null,null,null,null,null,null,null,null,null,null,null,null,7.103082191780822,2.9247918255320812E-4,8.5756486410947591E-7,292.47918255320815,0.85756486410947597]
[null,null,null,null,null,null,null,null,null,null,null,null,null,null,null,null,null,null,null,null,null,null,null,null,null,null,null,null,null,null,null,null,null,null,null,null,null,null,null,null,null,null,null,null,null,null,null,null,null,null,null,null,null,null,null,null,null,null,null,null,null,null,null,null,null,null,7.1407534246575342,2.8909571042451724E-4,8.4764433988299993E-7,289.09571042451728,0.84764433988299992]
[null,null,null,null,null,null,null,null,null,null,null,null,null,null,null,null,null,null,null,null,null,null,null,null,null,null,null,null,null,null,null,null,null,null,null,null,null,null,null,null,null,null,null,null,null,null,null,null,null,null,null,null,null,null,null,null,null,null,null,null,null,null,null,null,null,null,7.2139269406392694,2.8263501910072799E-4,8.2870124168102556E-7,282.63501910072802,0.82870124168102555]
[null,null,null,null,null,null,null,null,null,null,null,null,null,null,null,null,null,null,null,null,null,null,null,null,null,null,null,null,null,null,null,null,null,null,null,null,null,null,null,null,null,null,null,null,null,null,null,null,null,null,null,null,null,null,null,null,null,null,null,null,null,null,null,null,null,null,7.2515981735159816,2.7936542671001049E-4,8.1911461903745009E-7,279.36542671001052,0.81911461903745009]
[null,null,null,null,null,null,null,null,null,null,null,null,null,null,null,null,null,null,null,null,null,null,null,null,null,null,null,null,null,null,null,null,null,null,null,null,null,null,null,null,null,null,null,null,null,null,null,null,null,null,null,null,null,null,null,null,null,null,null,null,null,null,null,null,null,null,7.2863013698630139,2.7638691957904176E-4,8.1038147420053974E-7,276.38691957904177,0.81038147420053974]
[null,null,null,null,null,null,null,null,null,null,null,null,null,null,null,null,null,null,null,null,null,null,null,null,null,null,null,null,null,null,null,null,null,null,null,null,null,null,null,null,null,null,null,null,null,null,null,null,null,null,null,null,null,null,null,null,null,null,null,null,null,null,null,null,null,null,7.3210045662100454,2.7344016836301831E-4,8.0174143943268461E-7,273.4401683630183,0.80174143943268461]
[null,null,null,null,null,null,null,null,null,null,null,null,null,null,null,null,null,null,null,null,null,null,null,null,null,null,null,null,null,null,null,null,null,null,null,null,null,null,null,null,null,null,null,null,null,null,null,null,null,null,null,null,null,null,null,null,null,null,null,null,null,null,null,null,null,null,7.3309360730593607,2.7260265156434587E-4,7.9928579464670992E-7,272.60265156434588,0.7992857946467099]
[null,null,null,null,null,null,null,null,null,null,null,null,null,null,null,null,null,null,null,null,null,null,null,null,null,null,null,null,null,null,null,null,null,null,null,null,null,null,null,null,null,null,null,null,null,null,null,null,null,null,null,null,null,null,null,null,null,null,null,null,null,null,null,null,null,null,7.3934931506849315,2.6738590763759738E-4,7.8399001784104911E-7,267.38590763759737,0.78399001784104916]
[null,null,null,null,null,null,null,null,null,null,null,null,null,null,null,null,null,null,null,null,null,null,null,null,null,null,null,null,null,null,null,null,null,null,null,null,null,null,null,null,null,null,null,null,null,null,null,null,null,null,null,null,null,null,null,null,null,null,null,null,null,null,null,null,null,null,7.4281963470319639,2.6453512240623151E-4,7.7563136055747704E-7,264.53512240623155,0.77563136055747706]
[null,null,null,null,null,null,null,null,null,null,null,null,null,null,null,null,null,null,null,null,null,null,null,null,null,null,null,null,null,null,null,null,null,null,null,null,null,null,null,null,null,null,null,null,null,null,null,null,null,null,null,null,null,null,null,null,null,null,null,null,null,null,null,null,null,null,7.465867579908676,2.6147491413462762E-4,7.6665866353447692E-7,261.47491413462762,0.76665866353447698]
[null,null,null,null,null,null,null,null,null,null,null,null,null,null,null,null,null,null,null,null,null,null,null,null,null,null,null,null,null,null,null,null,null,null,null,null,null,null,null,null,null,null,null,null,null,null,null,null,null,null,null,null,null,null,null,null,null,null,null,null,null,null,null,null,null,null,7.5005707762557075,2.5868715007415971E-4,7.5848478775017378E-7,258.68715007415972,0.75848478775017381]
[null,null,null,null,null,null,null,null,null,null,null,null,null,null,null,null,null,null,null,null,null,null,null,null,null,null,null,null,null,null,null,null,null,null,null,null,null,null,null,null,null,null,null,null,null,null,null,null,null,null,null,null,null,null,null,null,null,null,null,null,null,null,null,null,null,null,7.5382420091324205,2.5569459260498943E-4,7.4971044655779871E-7,255.69459260498945,0.74971044655779873]
[null,null,null,null,null,null,null,null,null,null,null,null,null,null,null,null,null,null,null,null,null,null,null,null,null,null,null,null,null,null,null,null,null,null,null,null,null,null,null,null,null,null,null,null,null,null,null,null,null,null,null,null,null,null,null,null,null,null,null,null,null,null,null,null,null,null,7.5729452054794519,2.5296845653155638E-4,7.4171726738193625E-7,252.9684565315564,0.74171726738193633]
[null,null,null,null,null,null,null,null,null,null,null,null,null,null,null,null,null,null,null,null,null,null,null,null,null,null,null,null,null,null,null,null,null,null,null,null,null,null,null,null,null,null,null,null,null,null,null,null,null,null,null,null,null,null,null,null,null,null,null,null,null,null,null,null,null,null,7.6198630136986303,2.4932894527392321E-4,7.3104602250963044E-7,249.32894527392321,0.73104602250963047]
[null,null,null,null,null,null,null,null,null,null,null,null,null,null,null,null,null,null,null,null,null,null,null,null,null,null,null,null,null,null,null,null,null,null,null,null,null,null,null,null,null,null,null,null,null,null,null,null,null,null,null,null,null,null,null,null,null,null,null,null,null,null,null,null,null,null,7.6454337899543381,2.4736746162170789E-4,7.2529484580371579E-7,247.36746162170789,0.72529484580371584]
[null,null,null,null,null,null,null,null,null,null,null,null,null,null,null,null,null,null,null,null,null,null,null,null,null,null,null,null,null,null,null,null,null,null,null,null,null,null,null,null,null,null,null,null,null,null,null,null,null,null,null,null,null,null,null,null,null,null,null,null,null,null,null,null,null,null,7.6801369863013695,2.4473010682413414E-4,7.1756197815533753E-7,244.73010682413417,0.71756197815533762]
[null,null,null,null,null,null,null,null,null,null,null,null,null,null,null,null,null,null,null,null,null,null,null,null,null,null,null,null,null,null,null,null,null,null,null,null,null,null,null,null,null,null,null,null,null,null,null,null,null,null,null,null,null,null,null,null,null,null,null,null,null,null,null,null,null,null,7.7178082191780826,2.4189900791219603E-4,7.0926104223059017E-7,241.89900791219603,0.70926104223059017]
[null,null,null,null,null,null,null,null,null,null,null,null,null,null,null,null,null,null,null,null,null,null,null,null,null,null,null,null,null,null,null,null,null,null,null,null,null,null,null,null,null,null,null,null,null,null,null,null,null,null,null,null,null,null,null,null,null,null,null,null,null,null,null,null,null,null,7.790981735159817,2.3649306529424186E-4,6.9341052457637686E-7,236.49306529424186,0.69341052457637686]
[null,null,null,null,null,null,null,null,null,null,null,null,null,null,null,null,null,null,null,null,null,null,null,null,null,null,null,null,null,null,null,null,null,null,null,null,null,null,null,null,null,null,null,null,null,null,null,null,null,null,null,null,null,null,null,null,null,null,null,null,null,null,null,null,null,null,7.8256849315068493,2.3397164992191389E-4,6.8601759762595837E-7,233.97164992191389,0.68601759762595838]
[null,null,null,null,null,null,null,null,null,null,null,null,null,null,null,null,null,null,null,null,null,null,null,null,null,null,null,null,null,null,null,null,null,null,null,null,null,null,null,null,null,null,null,null,null,null,null,null,null,null,null,null,null,null,null,null,null,null,null,null,null,null,null,null,null,null,7.8633561643835614,2.3126500752260258E-4,6.7808157496241004E-7,231.26500752260259,0.67808157496241006]
[null,null,null,null,null,null,null,null,null,null,null,null,null,null,null,null,null,null,null,null,null,null,null,null,null,null,null,null,null,null,null,null,null,null,null,null,null,null,null,null,null,null,null,null,null,null,null,null,null,null,null,null,null,null,null,null,null,null,null,null,null,null,null,null,null,null,7.8980593607305938,2.287993320732037E-4,6.7085208049636494E-7,228.79933207320371,0.67085208049636502]
[null,null,null,null,null,null,null,null,null,null,null,null,null,null,null,null,null,null,null,null,null,null,null,null,null,null,null,null,null,null,null,null,null,null,null,null,null,null,null,null,null,null,null,null,null,null,null,null,null,null,null,null,null,null,null,null,null,null,null,null,null,null,null,null,null,null,7.9179223744292235,2.2739990473312369E-4,6.6674888345426958E-7,227.39990473312369,0.66674888345426964]
[null,null,null,null,null,null,null,null,null,null,null,null,null,null,null,null,null,null,null,null,null,null,null,null,null,null,null,null,null,null,null,null,null,null,null,null,null,null,null,null,null,null,null,null,null,null,null,null,null,null,null,null,null,null,null,null,null,null,null,null,null,null,null,null,null,null,7.970547945205479,2.2373346768880868E-4,6.5599869071157084E-7,223.7334676888087,0.65599869071157091]
[null,null,null,null,null,null,null,null,null,null,null,null,null,null,null,null,null,null,null,null,null,null,null,null,null,null,null,null,null,null,null,null,null,null,null,null,null,null,null,null,null,null,null,null,null,null,null,null,null,null,null,null,null,null,null,null,null,null,null,null,null,null,null,null,null,null,8.0052511415525114,2.2134809117033485E-4,6.4900463707651327E-7,221.34809117033487,0.64900463707651335]
[null,null,null,null,null,null,null,null,null,null,null,null,null,null,null,null,null,null,null,null,null,null,null,null,null,null,null,null,null,null,null,null,null,null,null,null,null,null,null,null,null,null,null,null,null,null,null,null,null,null,null,null,null,null,null,null,null,null,null,null,null,null,null,null,null,null,8.0429223744292244,2.1878748124700347E-4,6.4149678957170978E-7,218.78748124700348,0.64149678957170986]
[null,null,null,null,null,null,null,null,null,null,null,null,null,null,null,null,null,null,null,null,null,null,null,null,null,null,null,null,null,null,null,null,null,null,null,null,null,null,null,null,null,null,null,null,null,null,null,null,null,null,null,null,null,null,null,null,null,null,null,null,null,null,null,null,null,null,8.0776255707762559,2.1645483729483187E-4,6.3465735068789824E-7,216.45483729483189,0.6346573506878983]
[null,null,null,null,null,null,null,null,null,null,null,null,null,null,null,null,null,null,null,null,null,null,null,null,null,null,null,null,null,null,null,null,null,null,null,null,null,null,null,null,null,null,null,null,null,null,null,null,null,null,null,null,null,null,null,null,null,null,null,null,null,null,null,null,null,null,8.1123287671232873,2.1414706326564075E-4,6.278908317703386E-7,214.14706326564075,0.62789083177033866]
[null,null,null,null,null,null,null,null,null,null,null,null,null,null,null,null,null,null,null,null,null,null,null,null,null,null,null,null,null,null,null,null,null,null,null,null,null,null,null,null,null,null,null,null,null,null,null,null,null,null,null,null,null,null,null,null,null,null,null,null,null,null,null,null,null,null,8.15,2.1166975662906178E-4,6.2062723403114269E-7,211.66975662906179,0.62062723403114273]
[null,null,null,null,null,null,null,null,null,null,null,null,null,null,null,null,null,null,null,null,null,null,null,null,null,null,null,null,null,null,null,null,null,null,null,null,null,null,null,null,null,null,null,null,null,null,null,null,null,null,null,null,null,null,null,null,null,null,null,null,null,null,null,null,null,null,8.1847031963470318,2.094129996389258E-4,6.1401029984567468E-7,209.41299963892581,0.61401029984567468]
[null,null,null,null,null,null,null,null,null,null,null,null,null,null,null,null,null,null,null,null,null,null,null,null,null,null,null,null,null,null,null,null,null,null,null,null,null,null,null,null,null,null,null,null,null,null,null,null,null,null,null,null,null,null,null,null,null,null,null,null,null,null,null,null,null,null,8.2159817351598168,2.0739957254390382E-4,6.0810682214150418E-7,207.39957254390382,0.60810682214150424]
[null,null,null,null,null,null,null,null,null,null,null,null,null,null,null,null,null,null,null,null,null,null,null,null,null,null,null,null,null,null,null,null,null,null,null,null,null,null,null,null,null,null,null,null,null,null,null,null,null,null,null,null,null,null,null,null,null,null,null,null,null,null,null,null,null,null,8.257191780821918,2.0477636959771169E-4,6.0041544849075356E-7,204.77636959771169,0.60041544849075357]
[null,null,null,null,null,null,null,null,null,null,null,null,null,null,null,null,null,null,null,null,null,null,null,null,null,null,null,null,null,null,null,null,null,null,null,null,null,null,null,null,null,null,null,null,null,null,null,null,null,null,null,null,null,null,null,null,null,null,null,null,null,null,null,null,null,null,8.2918949771689494,2.0259310775216533E-4,5.9401400606484433E-7,202.59310775216534,0.59401400606484434]
[null,null,null,null,null,null,null,null,null,null,null,null,null,null,null,null,null,null,null,null,null,null,null,null,null,null,null,null,null,null,null,null,null,null,null,null,null,null,null,null,null,null,null,null,null,null,null,null,null,null,null,null,null,null,null,null,null,null,null,null,null,null,null,null,null,null,8.3680365296803654,1.9788407717563969E-4,5.8020687240427709E-7,197.8840771756397,0.58020687240427715]
[null,null,null,null,null,null,null,null,null,null,null,null,null,null,null,null,null,null,null,null,null,null,null,null,null,null,null,null,null,null,null,null,null,null,null,null,null,null,null,null,null,null,null,null,null,null,null,null,null,null,null,null,null,null,null,null,null,null,null,null,null,null,null,null,null,null,8.4027397260273968,1.9577429880430014E-4,5.7402088751972977E-7,195.77429880430014,0.57402088751972979]
[null,null,null,null,null,null,null,null,null,null,null,null,null,null,null,null,null,null,null,null,null,null,null,null,null,null,null,null,null,null,null,null,null,null,null,null,null,null,null,null,null,null,null,null,null,null,null,null,null,null,null,null,null,null,null,null,null,null,null,null,null,null,null,null,null,null,8.4374429223744301,1.9368701423256145E-4,5.6790085567850539E-7,193.68701423256147,0.56790085567850546]
[null,null,null,null,null,null,null,null,null,null,null,null,null,null,null,null,null,null,null,null,null,null,null,null,null,null,null,null,null,null,null,null,null,null,null,null,null,null,null,null,null,null,null,null,null,null,null,null,null,null,null,null,null,null,null,null,null,null,null,null,null,null,null,null,null,null,8.4751141552511413,1.9144639454597579E-4,5.6133123694436428E-7,191.44639454597581,0.56133123694436426]
[null,null,null,null,null,null,null,null,null,null,null,null,null,null,null,null,null,null,null,null,null,null,null,null,null,null,null,null,null,null,null,null,null,null,null,null,null,null,null,null,null,null,null,null,null,null,null,null,null,null,null,null,null,null,null,null,null,null,null,null,null,null,null,null,null,null,8.4985159817351601,1.9006756583394728E-4,5.5728843619957666E-7,190.0675658339473,0.55728843619957669]
[null,null,null,null,null,null,null,null,null,null,null,null,null,null,null,null,null,null,null,null,null,null,null,null,null,null,null,null,null,null,null,null,null,null,null,null,null,null,null,null,null,null,null,null,null,null,null,null,null,null,null,null,null,null,null,null,null,null,null,null,null,null,null,null,null,null,8.5476027397260275,1.8720756455087312E-4,5.4890275695135796E-7,187.20756455087312,0.54890275695135804]
[null,null,null,null,null,null,null,null,null,null,null,null,null,null,null,null,null,null,null,null,null,null,null,null,null,null,null,null,null,null,null,null,null,null,null,null,null,null,null,null,null,null,null,null,null,null,null,null,null,null,null,null,null,null,null,null,null,null,null,null,null,null,null,null,null,null,8.5823059360730589,1.8521161583040085E-4,5.4305052679159298E-7,185.21161583040086,0.54305052679159305]
[null,null,null,null,null,null,null,null,null,null,null,null,null,null,null,null,null,null,null,null,null,null,null,null,null,null,null,null,null,null,null,null,null,null,null,null,null,null,null,null,null,null,null,null,null,null,null,null,null,null,null,null,null,null,null,null,null,null,null,null,null,null,null,null,null,null,8.6170091324200921,1.8323694729326012E-4,5.3726069128627019E-7,183.23694729326013,0.53726069128627019]
[null,null,null,null,null,null,null,null,null,null,null,null,null,null,null,null,null,null,null,null,null,null,null,null,null,null,null,null,null,null,null,null,null,null,null,null,null,null,null,null,null,null,null,null,null,null,null,null,null,null,null,null,null,null,null,null,null,null,null,null,null,null,null,null,null,null,8.6546803652968034,1.8111721658729682E-4,5.3104552561553943E-7,181.11721658729684,0.53104552561553942]
[null,null,null,null,null,null,null,null,null,null,null,null,null,null,null,null,null,null,null,null,null,null,null,null,null,null,null,null,null,null,null,null,null,null,null,null,null,null,null,null,null,null,null,null,null,null,null,null,null,null,null,null,null,null,null,null,null,null,null,null,null,null,null,null,null,null,8.6893835616438349,1.791862012590958E-4,5.253836836920693E-7,179.18620125909581,0.52538368369206934]
[null,null,null,null,null,null,null,null,null,null,null,null,null,null,null,null,null,null,null,null,null,null,null,null,null,null,null,null,null,null,null,null,null,null,null,null,null,null,null,null,null,null,null,null,null,null,null,null,null,null,null,null,null,null,null,null,null,null,null,null,null,null,null,null,null,null,8.7240867579908681,1.7727577381463101E-4,5.1978220656299053E-7,177.27577381463101,0.51978220656299057]
[null,null,null,null,null,null,null,null,null,null,null,null,null,null,null,null,null,null,null,null,null,null,null,null,null,null,null,null,null,null,null,null,null,null,null,null,null,null,null,null,null,null,null,null,null,null,null,null,null,null,null,null,null,null,null,null,null,null,null,null,null,null,null,null,null,null,8.7617579908675793,1.7522500345019783E-4,5.1376923636270984E-7,175.22500345019785,0.51376923636270988]
[null,null,null,null,null,null,null,null,null,null,null,null,null,null,null,null,null,null,null,null,null,null,null,null,null,null,null,null,null,null,null,null,null,null,null,null,null,null,null,null,null,null,null,null,null,null,null,null,null,null,null,null,null,null,null,null,null,null,null,null,null,null,null,null,null,null,8.7965753424657542,1.7335069667106533E-4,5.0827366698811406E-7,173.35069667106535,0.50827366698811405]
[null,null,null,null,null,null,null,null,null,null,null,null,null,null,null,null,null,null,null,null,null,null,null,null,null,null,null,null,null,null,null,null,null,null,null,null,null,null,null,null,null,null,null,null,null,null,null,null,null,null,null,null,null,null,null,null,null,null,null,null,null,null,null,null,null,null,8.8342465753424655,1.7134533257795107E-4,5.0239383044388858E-7,171.34533257795107,0.50239383044388863]
[null,null,null,null,null,null,null,null,null,null,null,null,null,null,null,null,null,null,null,null,null,null,null,null,null,null,null,null,null,null,null,null,null,null,null,null,null,null,null,null,null,null,null,null,null,null,null,null,null,null,null,null,null,null,null,null,null,null,null,null,null,null,null,null,null,null,8.9074200913242016,1.6751611870987761E-4,4.9116636720443852E-7,167.51611870987762,0.49116636720443857]
[null,null,null,null,null,null,null,null,null,null,null,null,null,null,null,null,null,null,null,null,null,null,null,null,null,null,null,null,null,null,null,null,null,null,null,null,null,null,null,null,null,null,null,null,null,null,null,null,null,null,null,null,null,null,null,null,null,null,null,null,null,null,null,null,null,null,8.9421232876712331,1.65730114049224E-4,4.8592970444183774E-7,165.730114049224,0.48592970444183775]
[null,null,null,null,null,null,null,null,null,null,null,null,null,null,null,null,null,null,null,null,null,null,null,null,null,null,null,null,null,null,null,null,null,null,null,null,null,null,null,null,null,null,null,null,null,null,null,null,null,null,null,null,null,null,null,null,null,null,null,null,null,null,null,null,null,null,8.9797945205479444,1.6381290675646833E-4,4.8030834842897823E-7,163.81290675646832,0.48030834842897824]
[null,null,null,null,null,null,null,null,null,null,null,null,null,null,null,null,null,null,null,null,null,null,null,null,null,null,null,null,null,null,null,null,null,null,null,null,null,null,null,null,null,null,null,null,null,null,null,null,null,null,null,null,null,null,null,null,null,null,null,null,null,null,null,null,null,null,9.0144977168949776,1.6206638458776294E-4,4.7518745047926672E-7,162.06638458776294,0.47518745047926675]
[null,null,null,null,null,null,null,null,null,null,null,null,null,null,null,null,null,null,null,null,null,null,null,null,null,null,null,null,null,null,null,null,null,null,null,null,null,null,null,null,null,null,null,null,null,null,null,null,null,null,null,null,null,null,null,null,null,null,null,null,null,null,null,null,null,null,9.049200913242009,1.603384832942144E-4,4.7012114994785376E-7,160.3384832942144,0.47012114994785376]
[null,null,null,null,null,null,null,null,null,null,null,null,null,null,null,null,null,null,null,null,null,null,null,null,null,null,null,null,null,null,null,null,null,null,null,null,null,null,null,null,null,null,null,null,null,null,null,null,null,null,null,null,null,null,null,null,null,null,null,null,null,null,null,null,null,null,9.0791095890410958,1.5886409286072013E-4,4.6579815704043956E-7,158.86409286072015,0.46579815704043959]
[null,null,null,null,null,null,null,null,null,null,null,null,null,null,null,null,null,null,null,null,null,null,null,null,null,null,null,null,null,null,null,null,null,null,null,null,null,null,null,null,null,null,null,null,null,null,null,null,null,null,null,null,null,null,null,null,null,null,null,null,null,null,null,null,null,null,9.1216894977168952,1.5678841606015323E-4,4.5971215981535664E-7,156.78841606015322,0.45971215981535668]
[null,null,null,null,null,null,null,null,null,null,null,null,null,null,null,null,null,null,null,null,null,null,null,null,null,null,null,null,null,null,null,null,null,null,null,null,null,null,null,null,null,null,null,null,null,null,null,null,null,null,null,null,null,null,null,null,null,null,null,null,null,null,null,null,null,null,9.1593607305936064,1.5497464855981319E-4,4.543940948974464E-7,154.9746485598132,0.45439409489744642]
[null,null,null,null,null,null,null,null,null,null,null,null,null,null,null,null,null,null,null,null,null,null,null,null,null,null,null,null,null,null,null,null,null,null,null,null,null,null,null,null,null,null,null,null,null,null,null,null,null,null,null,null,null,null,null,null,null,null,null,null,null,null,null,null,null,null,9.1940639269406397,1.5332235714605159E-4,4.4954948664415997E-7,153.32235714605159,0.44954948664416]
[null,null,null,null,null,null,null,null,null,null,null,null,null,null,null,null,null,null,null,null,null,null,null,null,null,null,null,null,null,null,null,null,null,null,null,null,null,null,null,null,null,null,null,null,null,null,null,null,null,null,null,null,null,null,null,null,null,null,null,null,null,null,null,null,null,null,9.2287671232876711,1.5168768194849928E-4,4.447565300945189E-7,151.68768194849929,0.44475653009451893]
[null,null,null,null,null,null,null,null,null,null,null,null,null,null,null,null,null,null,null,null,null,null,null,null,null,null,null,null,null,null,null,null,null,null,null,null,null,null,null,null,null,null,null,null,null,null,null,null,null,null,null,null,null,null,null,null,null,null,null,null,null,null,null,null,null,null,9.2664383561643842,1.4993292101249636E-4,4.3961147563118387E-7,149.93292101249637,0.43961147563118391]
[null,null,null,null,null,null,null,null,null,null,null,null,null,null,null,null,null,null,null,null,null,null,null,null,null,null,null,null,null,null,null,null,null,null,null,null,null,null,null,null,null,null,null,null,null,null,null,null,null,null,null,null,null,null,null,null,null,null,null,null,null,null,null,null,null,null,9.3011415525114156,1.483343829268719E-4,4.3492447505833808E-7,148.33438292687191,0.43492447505833809]
[null,null,null,null,null,null,null,null,null,null,null,null,null,null,null,null,null,null,null,null,null,null,null,null,null,null,null,null,null,null,null,null,null,null,null,null,null,null,null,null,null,null,null,null,null,null,null,null,null,null,null,null,null,null,null,null,null,null,null,null,null,null,null,null,null,null,9.3388127853881286,1.4661841379027101E-4,4.2989316025979683E-7,146.61841379027101,0.42989316025979685]
[null,null,null,null,null,null,null,null,null,null,null,null,null,null,null,null,null,null,null,null,null,null,null,null,null,null,null,null,null,null,null,null,null,null,null,null,null,null,null,null,null,null,null,null,null,null,null,null,null,null,null,null,null,null,null,null,null,null,null,null,null,null,null,null,null,null,9.3771689497716899,1.4489163920519853E-4,4.2483016329889012E-7,144.89163920519854,0.42483016329889012]
[null,null,null,null,null,null,null,null,null,null,null,null,null,null,null,null,null,null,null,null,null,null,null,null,null,null,null,null,null,null,null,null,null,null,null,null,null,null,null,null,null,null,null,null,null,null,null,null,null,null,null,null,null,null,null,null,null,null,null,null,null,null,null,null,null,null,9.4083333333333332,1.4350362047948424E-4,4.2076041693435341E-7,143.50362047948425,0.4207604169343534]
[null,null,null,null,null,null,null,null,null,null,null,null,null,null,null,null,null,null,null,null,null,null,null,null,null,null,null,null,null,null,null,null,null,null,null,null,null,null,null,null,null,null,null,null,null,null,null,null,null,null,null,null,null,null,null,null,null,null,null,null,null,null,null,null,null,null,9.4844748858447492,1.4016805322264209E-4,4.1098035239652439E-7,140.1680532226421,0.41098035239652442]
[null,null,null,null,null,null,null,null,null,null,null,null,null,null,null,null,null,null,null,null,null,null,null,null,null,null,null,null,null,null,null,null,null,null,null,null,null,null,null,null,null,null,null,null,null,null,null,null,null,null,null,null,null,null,null,null,null,null,null,null,null,null,null,null,null,null,9.5191780821917806,1.3867362511471798E-4,4.0659860793831772E-7,138.67362511471799,0.40659860793831776]
[null,null,null,null,null,null,null,null,null,null,null,null,null,null,null,null,null,null,null,null,null,null,null,null,null,null,null,null,null,null,null,null,null,null,null,null,null,null,null,null,null,null,null,null,null,null,null,null,null,null,null,null,null,null,null,null,null,null,null,null,null,null,null,null,null,null,9.5538812785388121,1.371951301336255E-4,4.0226358027419856E-7,137.1951301336255,0.40226358027419856]
[null,null,null,null,null,null,null,null,null,null,null,null,null,null,null,null,null,null,null,null,null,null,null,null,null,null,null,null,null,null,null,null,null,null,null,null,null,null,null,null,null,null,null,null,null,null,null,null,null,null,null,null,null,null,null,null,null,null,null,null,null,null,null,null,null,null,9.5915525114155251,1.356080226514896E-4,3.9761009485221509E-7,135.60802265148962,0.3976100948522151]
[null,null,null,null,null,null,null,null,null,null,null,null,null,null,null,null,null,null,null,null,null,null,null,null,null,null,null,null,null,null,null,null,null,null,null,null,null,null,null,null,null,null,null,null,null,null,null,null,null,null,null,null,null,null,null,null,null,null,null,null,null,null,null,null,null,null,9.6262557077625566,1.341622121686364E-4,3.9337089991385227E-7,134.16221216863642,0.39337089991385227]
[null,null,null,null,null,null,null,null,null,null,null,null,null,null,null,null,null,null,null,null,null,null,null,null,null,null,null,null,null,null,null,null,null,null,null,null,null,null,null,null,null,null,null,null,null,null,null,null,null,null,null,null,null,null,null,null,null,null,null,null,null,null,null,null,null,null,9.6597031963470315,1.3278330729246256E-4,3.8932787585164983E-7,132.78330729246255,0.38932787585164985]
[null,null,null,null,null,null,null,null,null,null,null,null,null,null,null,null,null,null,null,null,null,null,null,null,null,null,null,null,null,null,null,null,null,null,null,null,null,null,null,null,null,null,null,null,null,null,null,null,null,null,null,null,null,null,null,null,null,null,null,null,null,null,null,null,null,null,9.6987442922374427,1.311917158555644E-4,3.8466124323052961E-7,131.19171585556441,0.38466124323052964]
[null,null,null,null,null,null,null,null,null,null,null,null,null,null,null,null,null,null,null,null,null,null,null,null,null,null,null,null,null,null,null,null,null,null,null,null,null,null,null,null,null,null,null,null,null,null,null,null,null,null,null,null,null,null,null,null,null,null,null,null,null,null,null,null,null,null,9.7334474885844742,1.2979299065967451E-4,3.8056010491337227E-7,129.79299065967453,0.38056010491337228]
[null,null,null,null,null,null,null,null,null,null,null,null,null,null,null,null,null,null,null,null,null,null,null,null,null,null,null,null,null,null,null,null,null,null,null,null,null,null,null,null,null,null,null,null,null,null,null,null,null,null,null,null,null,null,null,null,null,null,null,null,null,null,null,null,null,null,9.7711187214611872,1.2829151297308217E-4,3.761576907072545E-7,128.29151297308218,0.37615769070725452]
[null,null,null,null,null,null,null,null,null,null,null,null,null,null,null,null,null,null,null,null,null,null,null,null,null,null,null,null,null,null,null,null,null,null,null,null,null,null,null,null,null,null,null,null,null,null,null,null,null,null,null,null,null,null,null,null,null,null,null,null,null,null,null,null,null,null,9.8058219178082187,1.2692370883663921E-4,3.7214721461744351E-7,126.92370883663922,0.37214721461744354]
[null,null,null,null,null,null,null,null,null,null,null,null,null,null,null,null,null,null,null,null,null,null,null,null,null,null,null,null,null,null,null,null,null,null,null,null,null,null,null,null,null,null,null,null,null,null,null,null,null,null,null,null,null,null,null,null,null,null,null,null,null,null,null,null,null,null,9.8434931506849317,1.2545542371778068E-4,3.6784212282446165E-7,125.45542371778069,0.36784212282446166]
[null,null,null,null,null,null,null,null,null,null,null,null,null,null,null,null,null,null,null,null,null,null,null,null,null,null,null,null,null,null,null,null,null,null,null,null,null,null,null,null,null,null,null,null,null,null,null,null,null,null,null,null,null,null,null,null,null,null,null,null,null,null,null,null,null,null,9.8781963470319631,1.2411785708126932E-4,3.6392030472833587E-7,124.11785708126934,0.36392030472833586]
[null,null,null,null,null,null,null,null,null,null,null,null,null,null,null,null,null,null,null,null,null,null,null,null,null,null,null,null,null,null,null,null,null,null,null,null,null,null,null,null,null,null,null,null,null,null,null,null,null,null,null,null,null,null,null,null,null,null,null,null,null,null,null,null,null,null,9.9128995433789946,1.2279455116345842E-4,3.6004029983473526E-7,122.79455116345842,0.36004029983473529]
[null,null,null,null,null,null,null,null,null,null,null,null,null,null,null,null,null,null,null,null,null,null,null,null,null,null,null,null,null,null,null,null,null,null,null,null,null,null,null,null,null,null,null,null,null,null,null,null,null,null,null,null,null,null,null,null,null,null,null,null,null,null,null,null,null,null,9.9577625570776256,1.2110471728535893E-4,3.5508561503498422E-7,121.10471728535893,0.35508561503498426]
[null,null,null,null,null,null,null,null,null,null,null,null,null,null,null,null,null,null,null,null,null,null,null,null,null,null,null,null,null,null,null,null,null,null,null,null,null,null,null,null,null,null,null,null,null,null,null,null,null,null,null,null,null,null,null,null,null,null,null,null,null,null,null,null,null,null,9.9853881278538807,1.2007574714554368E-4,3.5206861864426556E-7,120.07574714554369,0.35206861864426559]
[null,null,null,null,null,null,null,null,null,null,null,null,null,null,null,null,null,null,null,null,null,null,null,null,null,null,null,null,null,null,null,null,null,null,null,null,null,null,null,null,null,null,null,null,null,null,null,null,null,null,null,null,null,null,null,null,null,null,null,null,null,null,null,null,null,null,10.058561643835617,1.1739230249449173E-4,3.442006130397777E-7,117.39230249449173,0.34420061303977773]
[null,null,null,null,null,null,null,null,null,null,null,null,null,null,null,null,null,null,null,null,null,null,null,null,null,null,null,null,null,null,null,null,null,null,null,null,null,null,null,null,null,null,null,null,null,null,null,null,null,null,null,null,null,null,null,null,null,null,null,null,null,null,null,null,null,null,10.096232876712328,1.1603427906135155E-4,3.4021881450378624E-7,116.03427906135155,0.34021881450378627]
[null,null,null,null,null,null,null,null,null,null,null,null,null,null,null,null,null,null,null,null,null,null,null,null,null,null,null,null,null,null,null,null,null,null,null,null,null,null,null,null,null,null,null,null,null,null,null,null,null,null,null,null,null,null,null,null,null,null,null,null,null,null,null,null,null,null,10.130936073059361,1.14797157733594E-4,3.3659150751371583E-7,114.79715773359401,0.33659150751371586]
[null,null,null,null,null,null,null,null,null,null,null,null,null,null,null,null,null,null,null,null,null,null,null,null,null,null,null,null,null,null,null,null,null,null,null,null,null,null,null,null,null,null,null,null,null,null,null,null,null,null,null,null,null,null,null,null,null,null,null,null,null,null,null,null,null,null,10.168607305936073,1.1346915558228239E-4,3.3269773300817661E-7,113.4691555822824,0.33269773300817662]
[null,null,null,null,null,null,null,null,null,null,null,null,null,null,null,null,null,null,null,null,null,null,null,null,null,null,null,null,null,null,null,null,null,null,null,null,null,null,null,null,null,null,null,null,null,null,null,null,null,null,null,null,null,null,null,null,null,null,null,null,null,null,null,null,null,null,10.203310502283106,1.1225938280178118E-4,3.291506134454873E-7,112.25938280178119,0.32915061344548729]
[null,null,null,null,null,null,null,null,null,null,null,null,null,null,null,null,null,null,null,null,null,null,null,null,null,null,null,null,null,null,null,null,null,null,null,null,null,null,null,null,null,null,null,null,null,null,null,null,null,null,null,null,null,null,null,null,null,null,null,null,null,null,null,null,null,null,10.238013698630137,1.1106250824170779E-4,3.2564131216631438E-7,111.0625082417078,0.32564131216631442]
[null,null,null,null,null,null,null,null,null,null,null,null,null,null,null,null,null,null,null,null,null,null,null,null,null,null,null,null,null,null,null,null,null,null,null,null,null,null,null,null,null,null,null,null,null,null,null,null,null,null,null,null,null,null,null,null,null,null,null,null,null,null,null,null,null,null,10.25582191780822,1.104532854906468E-4,3.2385503793932395E-7,110.45328549064681,0.32385503793932396]
[null,null,null,null,null,null,null,null,null,null,null,null,null,null,null,null,null,null,null,null,null,null,null,null,null,null,null,null,null,null,null,null,null,null,null,null,null,null,null,null,null,null,null,null,null,null,null,null,null,null,null,null,null,null,null,null,null,null,null,null,null,null,null,null,null,null,10.310502283105023,1.086034643282258E-4,3.1843126172410628E-7,108.60346432822581,0.3184312617241063]
[null,null,null,null,null,null,null,null,null,null,null,null,null,null,null,null,null,null,null,null,null,null,null,null,null,null,null,null,null,null,null,null,null,null,null,null,null,null,null,null,null,null,null,null,null,null,null,null,null,null,null,null,null,null,null,null,null,null,null,null,null,null,null,null,null,null,10.345205479452055,1.0744556803175484E-4,3.1503624683289997E-7,107.44556803175485,0.31503624683289999]
[null,null,null,null,null,null,null,null,null,null,null,null,null,null,null,null,null,null,null,null,null,null,null,null,null,null,null,null,null,null,null,null,null,null,null,null,null,null,null,null,null,null,null,null,null,null,null,null,null,null,null,null,null,null,null,null,null,null,null,null,null,null,null,null,null,null,10.382876712328768,1.0620261090361587E-4,3.1139182895884331E-7,106.20261090361588,0.31139182895884332]
[null,null,null,null,null,null,null,null,null,null,null,null,null,null,null,null,null,null,null,null,null,null,null,null,null,null,null,null,null,null,null,null,null,null,null,null,null,null,null,null,null,null,null,null,null,null,null,null,null,null,null,null,null,null,null,null,null,null,null,null,null,null,null,null,null,null,10.417579908675799,1.0507031175826656E-4,3.0807186630633521E-7,105.07031175826657,0.30807186630633521]
[null,null,null,null,null,null,null,null,null,null,null,null,null,null,null,null,null,null,null,null,null,null,null,null,null,null,null,null,null,null,null,null,null,null,null,null,null,null,null,null,null,null,null,null,null,null,null,null,null,null,null,null,null,null,null,null,null,null,null,null,null,null,null,null,null,null,10.455251141552511,1.0385483218709312E-4,3.0450801412314066E-7,103.85483218709312,0.30450801412314066]
[null,null,null,null,null,null,null,null,null,null,null,null,null,null,null,null,null,null,null,null,null,null,null,null,null,null,null,null,null,null,null,null,null,null,null,null,null,null,null,null,null,null,null,null,null,null,null,null,null,null,null,null,null,null,null,null,null,null,null,null,null,null,null,null,null,null,10.489954337899544,1.0274756432686532E-4,3.0126144455945455E-7,102.74756432686533,0.30126144455945458]
[null,null,null,null,null,null,null,null,null,null,null,null,null,null,null,null,null,null,null,null,null,null,null,null,null,null,null,null,null,null,null,null,null,null,null,null,null,null,null,null,null,null,null,null,null,null,null,null,null,null,null,null,null,null,null,null,null,null,null,null,null,null,null,null,null,null,10.544748858447489,1.0102323295605231E-4,2.9620561123558389E-7,101.02323295605233,0.29620561123558392]
[null,null,null,null,null,null,null,null,null,null,null,null,null,null,null,null,null,null,null,null,null,null,null,null,null,null,null,null,null,null,null,null,null,null,null,null,null,null,null,null,null,null,null,null,null,null,null,null,null,null,null,null,null,null,null,null,null,null,null,null,null,null,null,null,null,null,10.56244292237443,1.0047262225430555E-4,2.9459119072367347E-7,100.47262225430555,0.29459119072367351]
[null,null,null,null,null,null,null,null,null,null,null,null,null,null,null,null,null,null,null,null,null,null,null,null,null,null,null,null,null,null,null,null,null,null,null,null,null,null,null,null,null,null,null,null,null,null,null,null,null,null,null,null,null,null,null,null,null,null,null,null,null,null,null,null,null,null,null,null,null,"",""]
[null,null,null,null,null,null,null,null,null,null,null,null,null,null,null,null,null,null,null,null,null,null,null,null,null,null,null,null,null,null,null,null,null,null,null,null,null,null,null,null,null,null,null,null,null,null,null,null,null,null,null,null,null,null,null,null,null,null,null,null,null,null,null,null,null,null,null,null,null,"",""]
[null,null,null,null,null,null,null,null,null,null,null,null,null,null,null,null,null,null,null,null,null,null,null,null,null,null,null,null,null,null,null,null,null,null,null,null,null,null,null,null,null,null,null,null,null,null,null,null,null,null,null,null,null,null,null,null,null,null,null,null,null,null,null,null,null,null,null,null,null,"",""]
[null,null,null,null,null,null,null,null,null,null,null,null,null,null,null,null,null,null,null,null,null,null,null,null,null,null,null,null,null,null,null,null,null,null,null,null,null,null,null,null,null,null,null,null,null,null,null,null,null,null,null,null,null,null,null,null,null,null,null,null,null,null,null,null,null,null,null,null,null,"",""]
[null,null,null,null,null,null,null,null,null,null,null,null,null,null,null,null,null,null,null,null,null,null,null,null,null,null,null,null,null,null,null,null,null,null,null,null,null,null,null,null,null,null,null,null,null,null,null,null,null,null,null,null,null,null,null,null,null,null,null,null,null,null,null,null,null,null,null,null,null,"",""]
[null,null,null,null,null,null,null,null,null,null,null,null,null,null,null,null,null,null,null,null,null,null,null,null,null,null,null,null,null,null,null,null,null,null,null,null,null,null,null,null,null,null,null,null,null,null,null,null,null,null,null,null,null,null,null,null,null,null,null,null,null,null,null,null,null,null,null,null,null,"",""]
[null,null,null,null,null,null,null,null,null,null,null,null,null,null,null,null,null,null,null,null,null,null,null,null,null,null,null,null,null,null,null,null,null,null,null,null,null,null,null,null,null,null,null,null,null,null,null,null,null,null,null,null,null,null,null,null,null,null,null,null,null,null,null,null,null,null,null,null,null,"",""]
[null,null,null,null,null,null,null,null,null,null,null,null,null,null,null,null,null,null,null,null,null,null,null,null,null,null,null,null,null,null,null,null,null,null,null,null,null,null,null,null,null,null,null,null,null,null,null,null,null,null,null,null,null,null,null,null,null,null,null,null,null,null,null,null,null,null,null,null,null,"",""]
[null,null,null,null,null,null,null,null,null,null,null,null,null,null,null,null,null,null,null,null,null,null,null,null,null,null,null,null,null,null,null,null,null,null,null,null,null,null,null,null,null,null,null,null,null,null,null,null,null,null,null,null,null,null,null,null,null,null,null,null,null,null,null,null,null,null,null,null,null,"",""]
[null,null,null,null,null,null,null,null,null,null,null,null,null,null,null,null,null,null,null,null,null,null,null,null,null,null,null,null,null,null,null,null,null,null,null,null,null,null,null,null,null,null,null,null,null,null,null,null,null,null,null,null,null,null,null,null,null,null,null,null,null,null,null,null,null,null,null,null,null,{"$f":"IF(BP96020<>\"\",BP96020/(1*10^-6),\"\")","v":""},{"$f":"IF(BQ96020<>\"\",BQ96020/(1*10^-6),\"\")","v":""}]
[null,null,null,null,null,null,null,null,null,null,null,null,null,null,null,null,null,null,null,null,null,null,null,null,null,null,null,null,null,null,null,null,null,null,null,null,null,null,null,null,null,null,null,null,null,null,null,null,null,null,null,null,null,null,null,null,null,null,null,null,null,null,null,null,null,null,null,null,null,"",""]
[null,null,null,null,null,null,null,null,null,null,null,null,null,null,null,null,null,null,null,null,null,null,null,null,null,null,null,null,null,null,null,null,null,null,null,null,null,null,null,null,null,null,null,null,null,null,null,null,null,null,null,null,null,null,null,null,null,null,null,null,null,null,null,null,null,null,null,null,null,"",""]
[null,null,null,null,null,null,null,null,null,null,null,null,null,null,null,null,null,null,null,null,null,null,null,null,null,null,null,null,null,null,null,null,null,null,null,null,null,null,null,null,null,null,null,null,null,null,null,null,null,null,null,null,null,null,null,null,null,null,null,null,null,null,null,null,null,null,null,null,null,"",""]
[null,null,null,null,null,null,null,null,null,null,null,null,null,null,null,null,null,null,null,null,null,null,null,null,null,null,null,null,null,null,null,null,null,null,null,null,null,null,null,null,null,null,null,null,null,null,null,null,null,null,null,null,null,null,null,null,null,null,null,null,null,null,null,null,null,null,null,null,null,"",""]
[null,null,null,null,null,null,null,null,null,null,null,null,null,null,null,null,null,null,null,null,null,null,null,null,null,null,null,null,null,null,null,null,null,null,null,null,null,null,null,null,null,null,null,null,null,null,null,null,null,null,null,null,null,null,null,null,null,null,null,null,null,null,null,null,null,null,null,null,null,"",""]
[null,null,null,null,null,null,null,null,null,null,null,null,null,null,null,null,null,null,null,null,null,null,null,null,null,null,null,null,null,null,null,null,null,null,null,null,null,null,null,null,null,null,null,null,null,null,null,null,null,null,null,null,null,null,null,null,null,null,null,null,null,null,null,null,null,null,null,null,null,"",""]
[null,null,null,null,null,null,null,null,null,null,null,null,null,null,null,null,null,null,null,null,null,null,null,null,null,null,null,null,null,null,null,null,null,null,null,null,null,null,null,null,null,null,null,null,null,null,null,null,null,null,null,null,null,null,null,null,null,null,null,null,null,null,null,null,null,null,null,null,null,"",""]
[null,null,null,null,null,null,null,null,null,null,null,null,null,null,null,null,null,null,null,null,null,null,null,null,null,null,null,null,null,null,null,null,null,null,null,null,null,null,null,null,null,null,null,null,null,null,null,null,null,null,null,null,null,null,null,null,null,null,null,null,null,null,null,null,null,null,null,null,null,"",""]
[null,null,null,null,null,null,null,null,null,null,null,null,null,null,null,null,null,null,null,null,null,null,null,null,null,null,null,null,null,null,null,null,null,null,null,null,null,null,null,null,null,null,null,null,null,null,null,null,null,null,null,null,null,null,null,null,null,null,null,null,null,null,null,null,null,null,null,null,null,"",""]
[null,null,null,null,null,null,null,null,null,null,null,null,null,null,null,null,null,null,null,null,null,null,null,null,null,null,null,null,null,null,null,null,null,null,null,null,null,null,null,null,null,null,null,null,null,null,null,null,null,null,null,null,null,null,null,null,null,null,null,null,null,null,null,null,null,null,null,null,null,{"$f":"IF(BP99476<>\"\",BP99476/(1*10^-6),\"\")","v":""},{"$f":"IF(BQ99476<>\"\",BQ99476/(1*10^-6),\"\")","v":""}]
[null,null,null,null,null,null,null,null,null,null,null,null,null,null,null,null,null,null,null,null,null,null,null,null,null,null,null,null,null,null,null,null,null,null,null,null,null,null,null,null,null,null,null,null,null,null,null,null,null,null,null,null,null,null,null,null,null,null,null,null,null,null,null,null,null,null,null,null,null,"",""]
[null,null,null,null,null,null,null,null,null,null,null,null,null,null,null,null,null,null,null,null,null,null,null,null,null,null,null,null,null,null,null,null,null,null,null,null,null,null,null,null,null,null,null,null,null,null,null,null,null,null,null,null,null,null,null,null,null,null,null,null,null,null,null,null,null,null,null,null,null,"",""]
[null,null,null,null,null,null,null,null,null,null,null,null,null,null,null,null,null,null,null,null,null,null,null,null,null,null,null,null,null,null,null,null,null,null,null,null,null,null,null,null,null,null,null,null,null,null,null,null,null,null,null,null,null,null,null,null,null,null,null,null,null,null,null,null,null,null,null,null,null,"",""]
[null,null,null,null,null,null,null,null,null,null,null,null,null,null,null,null,null,null,null,null,null,null,null,null,null,null,null,null,null,null,null,null,null,null,null,null,null,null,null,null,null,null,null,null,null,null,null,null,null,null,null,null,null,null,null,null,null,null,null,null,null,null,null,null,null,null,null,null,null,"",""]
[null,null,null,null,null,null,null,null,null,null,null,null,null,null,null,null,null,null,null,null,null,null,null,null,null,null,null,null,null,null,null,null,null,null,null,null,null,null,null,null,null,null,null,null,null,null,null,null,null,null,null,null,null,null,null,null,null,null,null,null,null,null,null,null,null,null,null,null,null,"",""]
[null,null,null,null,null,null,null,null,null,null,null,null,null,null,null,null,null,null,null,null,null,null,null,null,null,null,null,null,null,null,null,null,null,null,null,null,null,null,null,null,null,null,null,null,null,null,null,null,null,null,null,null,null,null,null,null,null,null,null,null,null,null,null,null,null,null,null,null,null,"",""]
[null,null,null,null,null,null,null,null,null,null,null,null,null,null,null,null,null,null,null,null,null,null,null,null,null,null,null,null,null,null,null,null,null,null,null,null,null,null,null,null,null,null,null,null,null,null,null,null,null,null,null,null,null,null,null,null,null,null,null,null,null,null,null,null,null,null,null,null,null,"",""]
[null,null,null,null,null,null,null,null,null,null,null,null,null,null,null,null,null,null,null,null,null,null,null,null,null,null,null,null,null,null,null,null,null,null,null,null,null,null,null,null,null,null,null,null,null,null,null,null,null,null,null,null,null,null,null,null,null,null,null,null,null,null,null,null,null,null,null,null,null,"",""]
[null,null,null,null,null,null,null,null,null,null,null,null,null,null,null,null,null,null,null,null,null,null,null,null,null,null,null,null,null,null,null,null,null,null,null,null,null,null,null,null,null,null,null,null,null,null,null,null,null,null,null,null,null,null,null,null,null,null,null,null,null,null,null,null,null,null,null,null,null,"",""]
[null,null,null,null,null,null,null,null,null,null,null,null,null,null,null,null,null,null,null,null,null,null,null,null,null,null,null,null,null,null,null,null,null,null,null,null,null,null,null,null,null,null,null,null,null,null,null,null,null,null,null,null,null,null,null,null,null,null,null,null,null,null,null,null,null,null,null,null,null,"",""]
[null,null,null,null,null,null,null,null,null,null,null,null,null,null,null,null,null,null,null,null,null,null,null,null,null,null,null,null,null,null,null,null,null,null,null,null,null,null,null,null,null,null,null,null,null,null,null,null,null,null,null,null,null,null,null,null,null,null,null,null,null,null,null,null,null,null,null,null,null,"",""]
[null,null,null,null,null,null,null,null,null,null,null,null,null,null,null,null,null,null,null,null,null,null,null,null,null,null,null,null,null,null,null,null,null,null,null,null,null,null,null,null,null,null,null,null,null,null,null,null,null,null,null,null,null,null,null,null,null,null,null,null,null,null,null,null,null,null,null,null,null,"",""]
[null,null,null,null,null,null,null,null,null,null,null,null,null,null,null,null,null,null,null,null,null,null,null,null,null,null,null,null,null,null,null,null,null,null,null,null,null,null,null,null,null,null,null,null,null,null,null,null,null,null,null,null,null,null,null,null,null,null,null,null,null,null,null,null,null,null,null,null,null,"",""]
[null,null,null,null,null,null,null,null,null,null,null,null,null,null,null,null,null,null,null,null,null,null,null,null,null,null,null,null,null,null,null,null,null,null,null,null,null,null,null,null,null,null,null,null,null,null,null,null,null,null,null,null,null,null,null,null,null,null,null,null,null,null,null,null,null,null,null,null,null,"",""]
[null,null,null,null,null,null,null,null,null,null,null,null,null,null,null,null,null,null,null,null,null,null,null,null,null,null,null,null,null,null,null,null,null,null,null,null,null,null,null,null,null,null,null,null,null,null,null,null,null,null,null,null,null,null,null,null,null,null,null,null,null,null,null,null,null,null,null,null,null,"",""]
[null,null,null,null,null,null,null,null,null,null,null,null,null,null,null,null,null,null,null,null,null,null,null,null,null,null,null,null,null,null,null,null,null,null,null,null,null,null,null,null,null,null,null,null,null,null,null,null,null,null,null,null,null,null,null,null,null,null,null,null,null,null,null,null,null,null,null,null,null,"",""]
[null,null,null,null,null,null,null,null,null,null,null,null,null,null,null,null,null,null,null,null,null,null,null,null,null,null,null,null,null,null,null,null,null,null,null,null,null,null,null,null,null,null,null,null,null,null,null,null,null,null,null,null,null,null,null,null,null,null,null,null,null,null,null,null,null,null,null,null,null,"",""]
[null,null,null,null,null,null,null,null,null,null,null,null,null,null,null,null,null,null,null,null,null,null,null,null,null,null,null,null,null,null,null,null,null,null,null,null,null,null,null,null,null,null,null,null,null,null,null,null,null,null,null,null,null,null,null,null,null,null,null,null,null,null,null,null,null,null,null,null,null,"",""]
[null,null,null,null,null,null,null,null,null,null,null,null,null,null,null,null,null,null,null,null,null,null,null,null,null,null,null,null,null,null,null,null,null,null,null,null,null,null,null,null,null,null,null,null,null,null,null,null,null,null,null,null,null,null,null,null,null,null,null,null,null,null,null,null,null,null,null,null,null,"",""]
[null,null,null,null,null,null,null,null,null,null,null,null,null,null,null,null,null,null,null,null,null,null,null,null,null,null,null,null,null,null,null,null,null,null,null,null,null,null,null,null,null,null,null,null,null,null,null,null,null,null,null,null,null,null,null,null,null,null,null,null,null,null,null,null,null,null,null,null,null,"",""]
[null,null,null,null,null,null,null,null,null,null,null,null,null,null,null,null,null,null,null,null,null,null,null,null,null,null,null,null,null,null,null,null,null,null,null,null,null,null,null,null,null,null,null,null,null,null,null,null,null,null,null,null,null,null,null,null,null,null,null,null,null,null,null,null,null,null,null,null,null,"",""]
[null,null,null,null,null,null,null,null,null,null,null,null,null,null,null,null,null,null,null,null,null,null,null,null,null,null,null,null,null,null,null,null,null,null,null,null,null,null,null,null,null,null,null,null,null,null,null,null,null,null,null,null,null,null,null,null,null,null,null,null,null,null,null,null,null,null,null,null,null,"",""]
[null,null,null,null,null,null,null,null,null,null,null,null,null,null,null,null,null,null,null,null,null,null,null,null,null,null,null,null,null,null,null,null,null,null,null,null,null,null,null,null,null,null,null,null,null,null,null,null,null,null,null,null,null,null,null,null,null,null,null,null,null,null,null,null,null,null,null,null,null,"",""]
[null,null,null,null,null,null,null,null,null,null,null,null,null,null,null,null,null,null,null,null,null,null,null,null,null,null,null,null,null,null,null,null,null,null,null,null,null,null,null,null,null,null,null,null,null,null,null,null,null,null,null,null,null,null,null,null,null,null,null,null,null,null,null,null,null,null,null,null,null,"",""]
[null,null,null,null,null,null,null,null,null,null,null,null,null,null,null,null,null,null,null,null,null,null,null,null,null,null,null,null,null,null,null,null,null,null,null,null,null,null,null,null,null,null,null,null,null,null,null,null,null,null,null,null,null,null,null,null,null,null,null,null,null,null,null,null,null,null,null,null,null,"",""]
[null,null,null,null,null,null,null,null,null,null,null,null,null,null,null,null,null,null,null,null,null,null,null,null,null,null,null,null,null,null,null,null,null,null,null,null,null,null,null,null,null,null,null,null,null,null,null,null,null,null,null,null,null,null,null,null,null,null,null,null,null,null,null,null,null,null,null,null,null,"",""]
[null,null,null,null,null,null,null,null,null,null,null,null,null,null,null,null,null,null,null,null,null,null,null,null,null,null,null,null,null,null,null,null,null,null,null,null,null,null,null,null,null,null,null,null,null,null,null,null,null,null,null,null,null,null,null,null,null,null,null,null,null,null,null,null,null,null,null,null,null,"",""]
[null,null,null,null,null,null,null,null,null,null,null,null,null,null,null,null,null,null,null,null,null,null,null,null,null,null,null,null,null,null,null,null,null,null,null,null,null,null,null,null,null,null,null,null,null,null,null,null,null,null,null,null,null,null,null,null,null,null,null,null,null,null,null,null,null,null,null,null,null,"",""]
[null,null,null,null,null,null,null,null,null,null,null,null,null,null,null,null,null,null,null,null,null,null,null,null,null,null,null,null,null,null,null,null,null,null,null,null,null,null,null,null,null,null,null,null,null,null,null,null,null,null,null,null,null,null,null,null,null,null,null,null,null,null,null,null,null,null,null,null,null,"",""]
[null,null,null,null,null,null,null,null,null,null,null,null,null,null,null,null,null,null,null,null,null,null,null,null,null,null,null,null,null,null,null,null,null,null,null,null,null,null,null,null,null,null,null,null,null,null,null,null,null,null,null,null,null,null,null,null,null,null,null,null,null,null,null,null,null,null,null,null,null,"",""]
[null,null,null,null,null,null,null,null,null,null,null,null,null,null,null,null,null,null,null,null,null,null,null,null,null,null,null,null,null,null,null,null,null,null,null,null,null,null,null,null,null,null,null,null,null,null,null,null,null,null,null,null,null,null,null,null,null,null,null,null,null,null,null,null,null,null,null,null,null,"",""]
[null,null,null,null,null,null,null,null,null,null,null,null,null,null,null,null,null,null,null,null,null,null,null,null,null,null,null,null,null,null,null,null,null,null,null,null,null,null,null,null,null,null,null,null,null,null,null,null,null,null,null,null,null,null,null,null,null,null,null,null,null,null,null,null,null,null,null,null,null,"",""]
[null,null,null,null,null,null,null,null,null,null,null,null,null,null,null,null,null,null,null,null,null,null,null,null,null,null,null,null,null,null,null,null,null,null,null,null,null,null,null,null,null,null,null,null,null,null,null,null,null,null,null,null,null,null,null,null,null,null,null,null,null,null,null,null,null,null,null,null,null,"",""]
[null,null,null,null,null,null,null,null,null,null,null,null,null,null,null,null,null,null,null,null,null,null,null,null,null,null,null,null,null,null,null,null,null,null,null,null,null,null,null,null,null,null,null,null,null,null,null,null,null,null,null,null,null,null,null,null,null,null,null,null,null,null,null,null,null,null,null,null,null,"",""]
[null,null,null,null,null,null,null,null,null,null,null,null,null,null,null,null,null,null,null,null,null,null,null,null,null,null,null,null,null,null,null,null,null,null,null,null,null,null,null,null,null,null,null,null,null,null,null,null,null,null,null,null,null,null,null,null,null,null,null,null,null,null,null,null,null,null,null,null,null,"",""]
[null,null,null,null,null,null,null,null,null,null,null,null,null,null,null,null,null,null,null,null,null,null,null,null,null,null,null,null,null,null,null,null,null,null,null,null,null,null,null,null,null,null,null,null,null,null,null,null,null,null,null,null,null,null,null,null,null,null,null,null,null,null,null,null,null,null,null,null,null,"",""]
[null,null,null,null,null,null,null,null,null,null,null,null,null,null,null,null,null,null,null,null,null,null,null,null,null,null,null,null,null,null,null,null,null,null,null,null,null,null,null,null,null,null,null,null,null,null,null,null,null,null,null,null,null,null,null,null,null,null,null,null,null,null,null,null,null,null,null,null,null,"",""]
[null,null,null,null,null,null,null,null,null,null,null,null,null,null,null,null,null,null,null,null,null,null,null,null,null,null,null,null,null,null,null,null,null,null,null,null,null,null,null,null,null,null,null,null,null,null,null,null,null,null,null,null,null,null,null,null,null,null,null,null,null,null,null,null,null,null,null,null,null,"",""]
[null,null,null,null,null,null,null,null,null,null,null,null,null,null,null,null,null,null,null,null,null,null,null,null,null,null,null,null,null,null,null,null,null,null,null,null,null,null,null,null,null,null,null,null,null,null,null,null,null,null,null,null,null,null,null,null,null,null,null,null,null,null,null,null,null,null,null,null,null,"",""]
[null,null,null,null,null,null,null,null,null,null,null,null,null,null,null,null,null,null,null,null,null,null,null,null,null,null,null,null,null,null,null,null,null,null,null,null,null,null,null,null,null,null,null,null,null,null,null,null,null,null,null,null,null,null,null,null,null,null,null,null,null,null,null,null,null,null,null,null,null,"",""]
[null,null,null,null,null,null,null,null,null,null,null,null,null,null,null,null,null,null,null,null,null,null,null,null,null,null,null,null,null,null,null,null,null,null,null,null,null,null,null,null,null,null,null,null,null,null,null,null,null,null,null,null,null,null,null,null,null,null,null,null,null,null,null,null,null,null,null,null,null,"",""]
[null,null,null,null,null,null,null,null,null,null,null,null,null,null,null,null,null,null,null,null,null,null,null,null,null,null,null,null,null,null,null,null,null,null,null,null,null,null,null,null,null,null,null,null,null,null,null,null,null,null,null,null,null,null,null,null,null,null,null,null,null,null,null,null,null,null,null,null,null,"",""]
[null,null,null,null,null,null,null,null,null,null,null,null,null,null,null,null,null,null,null,null,null,null,null,null,null,null,null,null,null,null,null,null,null,null,null,null,null,null,null,null,null,null,null,null,null,null,null,null,null,null,null,null,null,null,null,null,null,null,null,null,null,null,null,null,null,null,null,null,null,"",""]
[null,null,null,null,null,null,null,null,null,null,null,null,null,null,null,null,null,null,null,null,null,null,null,null,null,null,null,null,null,null,null,null,null,null,null,null,null,null,null,null,null,null,null,null,null,null,null,null,null,null,null,null,null,null,null,null,null,null,null,null,null,null,null,null,null,null,null,null,null,"",""]
[null,null,null,null,null,null,null,null,null,null,null,null,null,null,null,null,null,null,null,null,null,null,null,null,null,null,null,null,null,null,null,null,null,null,null,null,null,null,null,null,null,null,null,null,null,null,null,null,null,null,null,null,null,null,null,null,null,null,null,null,null,null,null,null,null,null,null,null,null,"",""]
[null,null,null,null,null,null,null,null,null,null,null,null,null,null,null,null,null,null,null,null,null,null,null,null,null,null,null,null,null,null,null,null,null,null,null,null,null,null,null,null,null,null,null,null,null,null,null,null,null,null,null,null,null,null,null,null,null,null,null,null,null,null,null,null,null,null,null,null,null,"",""]
[null,null,null,null,null,null,null,null,null,null,null,null,null,null,null,null,null,null,null,null,null,null,null,null,null,null,null,null,null,null,null,null,null,null,null,null,null,null,null,null,null,null,null,null,null,null,null,null,null,null,null,null,null,null,null,null,null,null,null,null,null,null,null,null,null,null,null,null,null,"",""]
[null,null,null,null,null,null,null,null,null,null,null,null,null,null,null,null,null,null,null,null,null,null,null,null,null,null,null,null,null,null,null,null,null,null,null,null,null,null,null,null,null,null,null,null,null,null,null,null,null,null,null,null,null,null,null,null,null,null,null,null,null,null,null,null,null,null,null,null,null,"",""]
[null,null,null,null,null,null,null,null,null,null,null,null,null,null,null,null,null,null,null,null,null,null,null,null,null,null,null,null,null,null,null,null,null,null,null,null,null,null,null,null,null,null,null,null,null,null,null,null,null,null,null,null,null,null,null,null,null,null,null,null,null,null,null,null,null,null,null,null,null,"",""]
[null,null,null,null,null,null,null,null,null,null,null,null,null,null,null,null,null,null,null,null,null,null,null,null,null,null,null,null,null,null,null,null,null,null,null,null,null,null,null,null,null,null,null,null,null,null,null,null,null,null,null,null,null,null,null,null,null,null,null,null,null,null,null,null,null,null,null,null,null,"",""]
[null,null,null,null,null,null,null,null,null,null,null,null,null,null,null,null,null,null,null,null,null,null,null,null,null,null,null,null,null,null,null,null,null,null,null,null,null,null,null,null,null,null,null,null,null,null,null,null,null,null,null,null,null,null,null,null,null,null,null,null,null,null,null,null,null,null,null,null,null,"",""]
[null,null,null,null,null,null,null,null,null,null,null,null,null,null,null,null,null,null,null,null,null,null,null,null,null,null,null,null,null,null,null,null,null,null,null,null,null,null,null,null,null,null,null,null,null,null,null,null,null,null,null,null,null,null,null,null,null,null,null,null,null,null,null,null,null,null,null,null,null,"",""]
[null,null,null,null,null,null,null,null,null,null,null,null,null,null,null,null,null,null,null,null,null,null,null,null,null,null,null,null,null,null,null,null,null,null,null,null,null,null,null,null,null,null,null,null,null,null,null,null,null,null,null,null,null,null,null,null,null,null,null,null,null,null,null,null,null,null,null,null,null,"",""]
[null,null,null,null,null,null,null,null,null,null,null,null,null,null,null,null,null,null,null,null,null,null,null,null,null,null,null,null,null,null,null,null,null,null,null,null,null,null,null,null,null,null,null,null,null,null,null,null,null,null,null,null,null,null,null,null,null,null,null,null,null,null,null,null,null,null,null,null,null,"",""]
[null,null,null,null,null,null,null,null,null,null,null,null,null,null,null,null,null,null,null,null,null,null,null,null,null,null,null,null,null,null,null,null,null,null,null,null,null,null,null,null,null,null,null,null,null,null,null,null,null,null,null,null,null,null,null,null,null,null,null,null,null,null,null,null,null,null,null,null,null,"",""]
[null,null,null,null,null,null,null,null,null,null,null,null,null,null,null,null,null,null,null,null,null,null,null,null,null,null,null,null,null,null,null,null,null,null,null,null,null,null,null,null,null,null,null,null,null,null,null,null,null,null,null,null,null,null,null,null,null,null,null,null,null,null,null,null,null,null,null,null,null,"",""]
[null,null,null,null,null,null,null,null,null,null,null,null,null,null,null,null,null,null,null,null,null,null,null,null,null,null,null,null,null,null,null,null,null,null,null,null,null,null,null,null,null,null,null,null,null,null,null,null,null,null,null,null,null,null,null,null,null,null,null,null,null,null,null,null,null,null,null,null,null,"",""]
[null,null,null,null,null,null,null,null,null,null,null,null,null,null,null,null,null,null,null,null,null,null,null,null,null,null,null,null,null,null,null,null,null,null,null,null,null,null,null,null,null,null,null,null,null,null,null,null,null,null,null,null,null,null,null,null,null,null,null,null,null,null,null,null,null,null,null,null,null,"",""]
[null,null,null,null,null,null,null,null,null,null,null,null,null,null,null,null,null,null,null,null,null,null,null,null,null,null,null,null,null,null,null,null,null,null,null,null,null,null,null,null,null,null,null,null,null,null,null,null,null,null,null,null,null,null,null,null,null,null,null,null,null,null,null,null,null,null,null,null,null,"",""]
[null,null,null,null,null,null,null,null,null,null,null,null,null,null,null,null,null,null,null,null,null,null,null,null,null,null,null,null,null,null,null,null,null,null,null,null,null,null,null,null,null,null,null,null,null,null,null,null,null,null,null,null,null,null,null,null,null,null,null,null,null,null,null,null,null,null,null,null,null,"",""]
[null,null,null,null,null,null,null,null,null,null,null,null,null,null,null,null,null,null,null,null,null,null,null,null,null,null,null,null,null,null,null,null,null,null,null,null,null,null,null,null,null,null,null,null,null,null,null,null,null,null,null,null,null,null,null,null,null,null,null,null,null,null,null,null,null,null,null,null,null,"",""]
[null,null,null,null,null,null,null,null,null,null,null,null,null,null,null,null,null,null,null,null,null,null,null,null,null,null,null,null,null,null,null,null,null,null,null,null,null,null,null,null,null,null,null,null,null,null,null,null,null,null,null,null,null,null,null,null,null,null,null,null,null,null,null,null,null,null,null,null,null,"",""]
[null,null,null,null,null,null,null,null,null,null,null,null,null,null,null,null,null,null,null,null,null,null,null,null,null,null,null,null,null,null,null,null,null,null,null,null,null,null,null,null,null,null,null,null,null,null,null,null,null,null,null,null,null,null,null,null,null,null,null,null,null,null,null,null,null,null,null,null,null,"",""]
[null,null,null,null,null,null,null,null,null,null,null,null,null,null,null,null,null,null,null,null,null,null,null,null,null,null,null,null,null,null,null,null,null,null,null,null,null,null,null,null,null,null,null,null,null,null,null,null,null,null,null,null,null,null,null,null,null,null,null,null,null,null,null,null,null,null,null,null,null,"",""]
[null,null,null,null,null,null,null,null,null,null,null,null,null,null,null,null,null,null,null,null,null,null,null,null,null,null,null,null,null,null,null,null,null,null,null,null,null,null,null,null,null,null,null,null,null,null,null,null,null,null,null,null,null,null,null,null,null,null,null,null,null,null,null,null,null,null,null,null,null,"",""]
[null,null,null,null,null,null,null,null,null,null,null,null,null,null,null,null,null,null,null,null,null,null,null,null,null,null,null,null,null,null,null,null,null,null,null,null,null,null,null,null,null,null,null,null,null,null,null,null,null,null,null,null,null,null,null,null,null,null,null,null,null,null,null,null,null,null,null,null,null,"",""]
[null,null,null,null,null,null,null,null,null,null,null,null,null,null,null,null,null,null,null,null,null,null,null,null,null,null,null,null,null,null,null,null,null,null,null,null,null,null,null,null,null,null,null,null,null,null,null,null,null,null,null,null,null,null,null,null,null,null,null,null,null,null,null,null,null,null,null,null,null,"",""]
[null,null,null,null,null,null,null,null,null,null,null,null,null,null,null,null,null,null,null,null,null,null,null,null,null,null,null,null,null,null,null,null,null,null,null,null,null,null,null,null,null,null,null,null,null,null,null,null,null,null,null,null,null,null,null,null,null,null,null,null,null,null,null,null,null,null,null,null,null,"",""]
[null,null,null,null,null,null,null,null,null,null,null,null,null,null,null,null,null,null,null,null,null,null,null,null,null,null,null,null,null,null,null,null,null,null,null,null,null,null,null,null,null,null,null,null,null,null,null,null,null,null,null,null,null,null,null,null,null,null,null,null,null,null,null,null,null,null,null,null,null,"",""]
[null,null,null,null,null,null,null,null,null,null,null,null,null,null,null,null,null,null,null,null,null,null,null,null,null,null,null,null,null,null,null,null,null,null,null,null,null,null,null,null,null,null,null,null,null,null,null,null,null,null,null,null,null,null,null,null,null,null,null,null,null,null,null,null,null,null,null,null,null,"",""]
[null,null,null,null,null,null,null,null,null,null,null,null,null,null,null,null,null,null,null,null,null,null,null,null,null,null,null,null,null,null,null,null,null,null,null,null,null,null,null,null,null,null,null,null,null,null,null,null,null,null,null,null,null,null,null,null,null,null,null,null,null,null,null,null,null,null,null,null,null,"",""]
[null,null,null,null,null,null,null,null,null,null,null,null,null,null,null,null,null,null,null,null,null,null,null,null,null,null,null,null,null,null,null,null,null,null,null,null,null,null,null,null,null,null,null,null,null,null,null,null,null,null,null,null,null,null,null,null,null,null,null,null,null,null,null,null,null,null,null,null,null,"",""]
[null,null,null,null,null,null,null,null,null,null,null,null,null,null,null,null,null,null,null,null,null,null,null,null,null,null,null,null,null,null,null,null,null,null,null,null,null,null,null,null,null,null,null,null,null,null,null,null,null,null,null,null,null,null,null,null,null,null,null,null,null,null,null,null,null,null,null,null,null,"",""]
[null,null,null,null,null,null,null,null,null,null,null,null,null,null,null,null,null,null,null,null,null,null,null,null,null,null,null,null,null,null,null,null,null,null,null,null,null,null,null,null,null,null,null,null,null,null,null,null,null,null,null,null,null,null,null,null,null,null,null,null,null,null,null,null,null,null,null,null,null,"",""]
[null,null,null,null,null,null,null,null,null,null,null,null,null,null,null,null,null,null,null,null,null,null,null,null,null,null,null,null,null,null,null,null,null,null,null,null,null,null,null,null,null,null,null,null,null,null,null,null,null,null,null,null,null,null,null,null,null,null,null,null,null,null,null,null,null,null,null,null,null,"",""]
[null,null,null,null,null,null,null,null,null,null,null,null,null,null,null,null,null,null,null,null,null,null,null,null,null,null,null,null,null,null,null,null,null,null,null,null,null,null,null,null,null,null,null,null,null,null,null,null,null,null,null,null,null,null,null,null,null,null,null,null,null,null,null,null,null,null,null,null,null,"",""]
[null,null,null,null,null,null,null,null,null,null,null,null,null,null,null,null,null,null,null,null,null,null,null,null,null,null,null,null,null,null,null,null,null,null,null,null,null,null,null,null,null,null,null,null,null,null,null,null,null,null,null,null,null,null,null,null,null,null,null,null,null,null,null,null,null,null,null,null,null,"",""]
[null,null,null,null,null,null,null,null,null,null,null,null,null,null,null,null,null,null,null,null,null,null,null,null,null,null,null,null,null,null,null,null,null,null,null,null,null,null,null,null,null,null,null,null,null,null,null,null,null,null,null,null,null,null,null,null,null,null,null,null,null,null,null,null,null,null,null,null,null,"",""]
[null,null,null,null,null,null,null,null,null,null,null,null,null,null,null,null,null,null,null,null,null,null,null,null,null,null,null,null,null,null,null,null,null,null,null,null,null,null,null,null,null,null,null,null,null,null,null,null,null,null,null,null,null,null,null,null,null,null,null,null,null,null,null,null,null,null,null,null,null,"",""]
[null,null,null,null,null,null,null,null,null,null,null,null,null,null,null,null,null,null,null,null,null,null,null,null,null,null,null,null,null,null,null,null,null,null,null,null,null,null,null,null,null,null,null,null,null,null,null,null,null,null,null,null,null,null,null,null,null,null,null,null,null,null,null,null,null,null,null,null,null,"",""]
[null,null,null,null,null,null,null,null,null,null,null,null,null,null,null,null,null,null,null,null,null,null,null,null,null,null,null,null,null,null,null,null,null,null,null,null,null,null,null,null,null,null,null,null,null,null,null,null,null,null,null,null,null,null,null,null,null,null,null,null,null,null,null,null,null,null,null,null,null,"",""]
[null,null,null,null,null,null,null,null,null,null,null,null,null,null,null,null,null,null,null,null,null,null,null,null,null,null,null,null,null,null,null,null,null,null,null,null,null,null,null,null,null,null,null,null,null,null,null,null,null,null,null,null,null,null,null,null,null,null,null,null,null,null,null,null,null,null,null,null,null,{"$f":"IF(BP126932<>\"\",BP126932/(1*10^-6),\"\")","v":""},{"$f":"IF(BQ126932<>\"\",BQ126932/(1*10^-6),\"\")","v":""}]
[null,null,null,null,null,null,null,null,null,null,null,null,null,null,null,null,null,null,null,null,null,null,null,null,null,null,null,null,null,null,null,null,null,null,null,null,null,null,null,null,null,null,null,null,null,null,null,null,null,null,null,null,null,null,null,null,null,null,null,null,null,null,null,null,null,null,null,null,null,"",""]
[null,null,null,null,null,null,null,null,null,null,null,null,null,null,null,null,null,null,null,null,null,null,null,null,null,null,null,null,null,null,null,null,null,null,null,null,null,null,null,null,null,null,null,null,null,null,null,null,null,null,null,null,null,null,null,null,null,null,null,null,null,null,null,null,null,null,null,null,null,"",""]
[null,null,null,null,null,null,null,null,null,null,null,null,null,null,null,null,null,null,null,null,null,null,null,null,null,null,null,null,null,null,null,null,null,null,null,null,null,null,null,null,null,null,null,null,null,null,null,null,null,null,null,null,null,null,null,null,null,null,null,null,null,null,null,null,null,null,null,null,null,"",""]
[null,null,null,null,null,null,null,null,null,null,null,null,null,null,null,null,null,null,null,null,null,null,null,null,null,null,null,null,null,null,null,null,null,null,null,null,null,null,null,null,null,null,null,null,null,null,null,null,null,null,null,null,null,null,null,null,null,null,null,null,null,null,null,null,null,null,null,null,null,"",""]
[null,null,null,null,null,null,null,null,null,null,null,null,null,null,null,null,null,null,null,null,null,null,null,null,null,null,null,null,null,null,null,null,null,null,null,null,null,null,null,null,null,null,null,null,null,null,null,null,null,null,null,null,null,null,null,null,null,null,null,null,null,null,null,null,null,null,null,null,null,"",""]
[null,null,null,null,null,null,null,null,null,null,null,null,null,null,null,null,null,null,null,null,null,null,null,null,null,null,null,null,null,null,null,null,null,null,null,null,null,null,null,null,null,null,null,null,null,null,null,null,null,null,null,null,null,null,null,null,null,null,null,null,null,null,null,null,null,null,null,null,null,"",""]
[null,null,null,null,null,null,null,null,null,null,null,null,null,null,null,null,null,null,null,null,null,null,null,null,null,null,null,null,null,null,null,null,null,null,null,null,null,null,null,null,null,null,null,null,null,null,null,null,null,null,null,null,null,null,null,null,null,null,null,null,null,null,null,null,null,null,null,null,null,"",""]
[null,null,null,null,null,null,null,null,null,null,null,null,null,null,null,null,null,null,null,null,null,null,null,null,null,null,null,null,null,null,null,null,null,null,null,null,null,null,null,null,null,null,null,null,null,null,null,null,null,null,null,null,null,null,null,null,null,null,null,null,null,null,null,null,null,null,null,null,null,"",""]
[null,null,null,null,null,null,null,null,null,null,null,null,null,null,null,null,null,null,null,null,null,null,null,null,null,null,null,null,null,null,null,null,null,null,null,null,null,null,null,null,null,null,null,null,null,null,null,null,null,null,null,null,null,null,null,null,null,null,null,null,null,null,null,null,null,null,null,null,null,"",""]
[null,null,null,null,null,null,null,null,null,null,null,null,null,null,null,null,null,null,null,null,null,null,null,null,null,null,null,null,null,null,null,null,null,null,null,null,null,null,null,null,null,null,null,null,null,null,null,null,null,null,null,null,null,null,null,null,null,null,null,null,null,null,null,null,null,null,null,null,null,"",""]
[null,null,null,null,null,null,null,null,null,null,null,null,null,null,null,null,null,null,null,null,null,null,null,null,null,null,null,null,null,null,null,null,null,null,null,null,null,null,null,null,null,null,null,null,null,null,null,null,null,null,null,null,null,null,null,null,null,null,null,null,null,null,null,null,null,null,null,null,null,"",""]
[null,null,null,null,null,null,null,null,null,null,null,null,null,null,null,null,null,null,null,null,null,null,null,null,null,null,null,null,null,null,null,null,null,null,null,null,null,null,null,null,null,null,null,null,null,null,null,null,null,null,null,null,null,null,null,null,null,null,null,null,null,null,null,null,null,null,null,null,null,"",""]
[null,null,null,null,null,null,null,null,null,null,null,null,null,null,null,null,null,null,null,null,null,null,null,null,null,null,null,null,null,null,null,null,null,null,null,null,null,null,null,null,null,null,null,null,null,null,null,null,null,null,null,null,null,null,null,null,null,null,null,null,null,null,null,null,null,null,null,null,null,"",""]
[null,null,null,null,null,null,null,null,null,null,null,null,null,null,null,null,null,null,null,null,null,null,null,null,null,null,null,null,null,null,null,null,null,null,null,null,null,null,null,null,null,null,null,null,null,null,null,null,null,null,null,null,null,null,null,null,null,null,null,null,null,null,null,null,null,null,null,null,null,"",""]
[null,null,null,null,null,null,null,null,null,null,null,null,null,null,null,null,null,null,null,null,null,null,null,null,null,null,null,null,null,null,null,null,null,null,null,null,null,null,null,null,null,null,null,null,null,null,null,null,null,null,null,null,null,null,null,null,null,null,null,null,null,null,null,null,null,null,null,null,null,"",""]
[null,null,null,null,null,null,null,null,null,null,null,null,null,null,null,null,null,null,null,null,null,null,null,null,null,null,null,null,null,null,null,null,null,null,null,null,null,null,null,null,null,null,null,null,null,null,null,null,null,null,null,null,null,null,null,null,null,null,null,null,null,null,null,null,null,null,null,null,null,{"$f":"IF(BP132628<>\"\",BP132628/(1*10^-6),\"\")","v":""},{"$f":"IF(BQ132628<>\"\",BQ132628/(1*10^-6),\"\")","v":""}]
[null,null,null,null,null,null,null,null,null,null,null,null,null,null,null,null,null,null,null,null,null,null,null,null,null,null,null,null,null,null,null,null,null,null,null,null,null,null,null,null,null,null,null,null,null,null,null,null,null,null,null,null,null,null,null,null,null,null,null,null,null,null,null,null,null,null,null,null,null,"",""]
[null,null,null,null,null,null,null,null,null,null,null,null,null,null,null,null,null,null,null,null,null,null,null,null,null,null,null,null,null,null,null,null,null,null,null,null,null,null,null,null,null,null,null,null,null,null,null,null,null,null,null,null,null,null,null,null,null,null,null,null,null,null,null,null,null,null,null,null,null,"",""]
[null,null,null,null,null,null,null,null,null,null,null,null,null,null,null,null,null,null,null,null,null,null,null,null,null,null,null,null,null,null,null,null,null,null,null,null,null,null,null,null,null,null,null,null,null,null,null,null,null,null,null,null,null,null,null,null,null,null,null,null,null,null,null,null,null,null,null,null,null,"",""]
[null,null,null,null,null,null,null,null,null,null,null,null,null,null,null,null,null,null,null,null,null,null,null,null,null,null,null,null,null,null,null,null,null,null,null,null,null,null,null,null,null,null,null,null,null,null,null,null,null,null,null,null,null,null,null,null,null,null,null,null,null,null,null,null,null,null,null,null,null,"",""]
[null,null,null,null,null,null,null,null,null,null,null,null,null,null,null,null,null,null,null,null,null,null,null,null,null,null,null,null,null,null,null,null,null,null,null,null,null,null,null,null,null,null,null,null,null,null,null,null,null,null,null,null,null,null,null,null,null,null,null,null,null,null,null,null,null,null,null,null,null,"",""]
[null,null,null,null,null,null,null,null,null,null,null,null,null,null,null,null,null,null,null,null,null,null,null,null,null,null,null,null,null,null,null,null,null,null,null,null,null,null,null,null,null,null,null,null,null,null,null,null,null,null,null,null,null,null,null,null,null,null,null,null,null,null,null,null,null,null,null,null,null,"",""]
[null,null,null,null,null,null,null,null,null,null,null,null,null,null,null,null,null,null,null,null,null,null,null,null,null,null,null,null,null,null,null,null,null,null,null,null,null,null,null,null,null,null,null,null,null,null,null,null,null,null,null,null,null,null,null,null,null,null,null,null,null,null,null,null,null,null,null,null,null,"",""]
[null,null,null,null,null,null,null,null,null,null,null,null,null,null,null,null,null,null,null,null,null,null,null,null,null,null,null,null,null,null,null,null,null,null,null,null,null,null,null,null,null,null,null,null,null,null,null,null,null,null,null,null,null,null,null,null,null,null,null,null,null,null,null,null,null,null,null,null,null,"",""]
[null,null,null,null,null,null,null,null,null,null,null,null,null,null,null,null,null,null,null,null,null,null,null,null,null,null,null,null,null,null,null,null,null,null,null,null,null,null,null,null,null,null,null,null,null,null,null,null,null,null,null,null,null,null,null,null,null,null,null,null,null,null,null,null,null,null,null,null,null,"",""]
[null,null,null,null,null,null,null,null,null,null,null,null,null,null,null,null,null,null,null,null,null,null,null,null,null,null,null,null,null,null,null,null,null,null,null,null,null,null,null,null,null,null,null,null,null,null,null,null,null,null,null,null,null,null,null,null,null,null,null,null,null,null,null,null,null,null,null,null,null,"",""]
[null,null,null,null,null,null,null,null,null,null,null,null,null,null,null,null,null,null,null,null,null,null,null,null,null,null,null,null,null,null,null,null,null,null,null,null,null,null,null,null,null,null,null,null,null,null,null,null,null,null,null,null,null,null,null,null,null,null,null,null,null,null,null,null,null,null,null,null,null,"",""]
[null,null,null,null,null,null,null,null,null,null,null,null,null,null,null,null,null,null,null,null,null,null,null,null,null,null,null,null,null,null,null,null,null,null,null,null,null,null,null,null,null,null,null,null,null,null,null,null,null,null,null,null,null,null,null,null,null,null,null,null,null,null,null,null,null,null,null,null,null,"",""]
[null,null,null,null,null,null,null,null,null,null,null,null,null,null,null,null,null,null,null,null,null,null,null,null,null,null,null,null,null,null,null,null,null,null,null,null,null,null,null,null,null,null,null,null,null,null,null,null,null,null,null,null,null,null,null,null,null,null,null,null,null,null,null,null,null,null,null,null,null,"",""]
[null,null,null,null,null,null,null,null,null,null,null,null,null,null,null,null,null,null,null,null,null,null,null,null,null,null,null,null,null,null,null,null,null,null,null,null,null,null,null,null,null,null,null,null,null,null,null,null,null,null,null,null,null,null,null,null,null,null,null,null,null,null,null,null,null,null,null,null,null,"",""]
[null,null,null,null,null,null,null,null,null,null,null,null,null,null,null,null,null,null,null,null,null,null,null,null,null,null,null,null,null,null,null,null,null,null,null,null,null,null,null,null,null,null,null,null,null,null,null,null,null,null,null,null,null,null,null,null,null,null,null,null,null,null,null,null,null,null,null,null,null,"",""]
[null,null,null,null,null,null,null,null,null,null,null,null,null,null,null,null,null,null,null,null,null,null,null,null,null,null,null,null,null,null,null,null,null,null,null,null,null,null,null,null,null,null,null,null,null,null,null,null,null,null,null,null,null,null,null,null,null,null,null,null,null,null,null,null,null,null,null,null,null,"",""]
[null,null,null,null,null,null,null,null,null,null,null,null,null,null,null,null,null,null,null,null,null,null,null,null,null,null,null,null,null,null,null,null,null,null,null,null,null,null,null,null,null,null,null,null,null,null,null,null,null,null,null,null,null,null,null,null,null,null,null,null,null,null,null,null,null,null,null,null,null,"",""]
[null,null,null,null,null,null,null,null,null,null,null,null,null,null,null,null,null,null,null,null,null,null,null,null,null,null,null,null,null,null,null,null,null,null,null,null,null,null,null,null,null,null,null,null,null,null,null,null,null,null,null,null,null,null,null,null,null,null,null,null,null,null,null,null,null,null,null,null,null,"",""]
[null,null,null,null,null,null,null,null,null,null,null,null,null,null,null,null,null,null,null,null,null,null,null,null,null,null,null,null,null,null,null,null,null,null,null,null,null,null,null,null,null,null,null,null,null,null,null,null,null,null,null,null,null,null,null,null,null,null,null,null,null,null,null,null,null,null,null,null,null,"",""]
[null,null,null,null,null,null,null,null,null,null,null,null,null,null,null,null,null,null,null,null,null,null,null,null,null,null,null,null,null,null,null,null,null,null,null,null,null,null,null,null,null,null,null,null,null,null,null,null,null,null,null,null,null,null,null,null,null,null,null,null,null,null,null,null,null,null,null,null,null,"",""]
[null,null,null,null,null,null,null,null,null,null,null,null,null,null,null,null,null,null,null,null,null,null,null,null,null,null,null,null,null,null,null,null,null,null,null,null,null,null,null,null,null,null,null,null,null,null,null,null,null,null,null,null,null,null,null,null,null,null,null,null,null,null,null,null,null,null,null,null,null,"",""]
[null,null,null,null,null,null,null,null,null,null,null,null,null,null,null,null,null,null,null,null,null,null,null,null,null,null,null,null,null,null,null,null,null,null,null,null,null,null,null,null,null,null,null,null,null,null,null,null,null,null,null,null,null,null,null,null,null,null,null,null,null,null,null,null,null,null,null,null,null,"",""]
[null,null,null,null,null,null,null,null,null,null,null,null,null,null,null,null,null,null,null,null,null,null,null,null,null,null,null,null,null,null,null,null,null,null,null,null,null,null,null,null,null,null,null,null,null,null,null,null,null,null,null,null,null,null,null,null,null,null,null,null,null,null,null,null,null,null,null,null,null,"",""]
[null,null,null,null,null,null,null,null,null,null,null,null,null,null,null,null,null,null,null,null,null,null,null,null,null,null,null,null,null,null,null,null,null,null,null,null,null,null,null,null,null,null,null,null,null,null,null,null,null,null,null,null,null,null,null,null,null,null,null,null,null,null,null,null,null,null,null,null,null,"",""]
[null,null,null,null,null,null,null,null,null,null,null,null,null,null,null,null,null,null,null,null,null,null,null,null,null,null,null,null,null,null,null,null,null,null,null,null,null,null,null,null,null,null,null,null,null,null,null,null,null,null,null,null,null,null,null,null,null,null,null,null,null,null,null,null,null,null,null,null,null,"",""]
[null,null,null,null,null,null,null,null,null,null,null,null,null,null,null,null,null,null,null,null,null,null,null,null,null,null,null,null,null,null,null,null,null,null,null,null,null,null,null,null,null,null,null,null,null,null,null,null,null,null,null,null,null,null,null,null,null,null,null,null,null,null,null,null,null,null,null,null,null,"",""]
[null,null,null,null,null,null,null,null,null,null,null,null,null,null,null,null,null,null,null,null,null,null,null,null,null,null,null,null,null,null,null,null,null,null,null,null,null,null,null,null,null,null,null,null,null,null,null,null,null,null,null,null,null,null,null,null,null,null,null,null,null,null,null,null,null,null,null,null,null,"",""]
[null,null,null,null,null,null,null,null,null,null,null,null,null,null,null,null,null,null,null,null,null,null,null,null,null,null,null,null,null,null,null,null,null,null,null,null,null,null,null,null,null,null,null,null,null,null,null,null,null,null,null,null,null,null,null,null,null,null,null,null,null,null,null,null,null,null,null,null,null,"",""]
[null,null,null,null,null,null,null,null,null,null,null,null,null,null,null,null,null,null,null,null,null,null,null,null,null,null,null,null,null,null,null,null,null,null,null,null,null,null,null,null,null,null,null,null,null,null,null,null,null,null,null,null,null,null,null,null,null,null,null,null,null,null,null,null,null,null,null,null,null,"",""]
[null,null,null,null,null,null,null,null,null,null,null,null,null,null,null,null,null,null,null,null,null,null,null,null,null,null,null,null,null,null,null,null,null,null,null,null,null,null,null,null,null,null,null,null,null,null,null,null,null,null,null,null,null,null,null,null,null,null,null,null,null,null,null,null,null,null,null,null,null,"",""]
[null,null,null,null,null,null,null,null,null,null,null,null,null,null,null,null,null,null,null,null,null,null,null,null,null,null,null,null,null,null,null,null,null,null,null,null,null,null,null,null,null,null,null,null,null,null,null,null,null,null,null,null,null,null,null,null,null,null,null,null,null,null,null,null,null,null,null,null,null,"",""]
[null,null,null,null,null,null,null,null,null,null,null,null,null,null,null,null,null,null,null,null,null,null,null,null,null,null,null,null,null,null,null,null,null,null,null,null,null,null,null,null,null,null,null,null,null,null,null,null,null,null,null,null,null,null,null,null,null,null,null,null,null,null,null,null,null,null,null,null,null,"",""]
[null,null,null,null,null,null,null,null,null,null,null,null,null,null,null,null,null,null,null,null,null,null,null,null,null,null,null,null,null,null,null,null,null,null,null,null,null,null,null,null,null,null,null,null,null,null,null,null,null,null,null,null,null,null,null,null,null,null,null,null,null,null,null,null,null,null,null,null,null,"",""]
[null,null,null,null,null,null,null,null,null,null,null,null,null,null,null,null,null,null,null,null,null,null,null,null,null,null,null,null,null,null,null,null,null,null,null,null,null,null,null,null,null,null,null,null,null,null,null,null,null,null,null,null,null,null,null,null,null,null,null,null,null,null,null,null,null,null,null,null,null,"",""]
[null,null,null,null,null,null,null,null,null,null,null,null,null,null,null,null,null,null,null,null,null,null,null,null,null,null,null,null,null,null,null,null,null,null,null,null,null,null,null,null,null,null,null,null,null,null,null,null,null,null,null,null,null,null,null,null,null,null,null,null,null,null,null,null,null,null,null,null,null,"",""]
[null,null,null,null,null,null,null,null,null,null,null,null,null,null,null,null,null,null,null,null,null,null,null,null,null,null,null,null,null,null,null,null,null,null,null,null,null,null,null,null,null,null,null,null,null,null,null,null,null,null,null,null,null,null,null,null,null,null,null,null,null,null,null,null,null,null,null,null,null,"",""]
[null,null,null,null,null,null,null,null,null,null,null,null,null,null,null,null,null,null,null,null,null,null,null,null,null,null,null,null,null,null,null,null,null,null,null,null,null,null,null,null,null,null,null,null,null,null,null,null,null,null,null,null,null,null,null,null,null,null,null,null,null,null,null,null,null,null,null,null,null,"",""]
[null,null,null,null,null,null,null,null,null,null,null,null,null,null,null,null,null,null,null,null,null,null,null,null,null,null,null,null,null,null,null,null,null,null,null,null,null,null,null,null,null,null,null,null,null,null,null,null,null,null,null,null,null,null,null,null,null,null,null,null,null,null,null,null,null,null,null,null,null,"",""]
[null,null,null,null,null,null,null,null,null,null,null,null,null,null,null,null,null,null,null,null,null,null,null,null,null,null,null,null,null,null,null,null,null,null,null,null,null,null,null,null,null,null,null,null,null,null,null,null,null,null,null,null,null,null,null,null,null,null,null,null,null,null,null,null,null,null,null,null,null,"",""]
[null,null,null,null,null,null,null,null,null,null,null,null,null,null,null,null,null,null,null,null,null,null,null,null,null,null,null,null,null,null,null,null,null,null,null,null,null,null,null,null,null,null,null,null,null,null,null,null,null,null,null,null,null,null,null,null,null,null,null,null,null,null,null,null,null,null,null,null,null,"",""]
[null,null,null,null,null,null,null,null,null,null,null,null,null,null,null,null,null,null,null,null,null,null,null,null,null,null,null,null,null,null,null,null,null,null,null,null,null,null,null,null,null,null,null,null,null,null,null,null,null,null,null,null,null,null,null,null,null,null,null,null,null,null,null,null,null,null,null,null,null,"",""]
[null,null,null,null,null,null,null,null,null,null,null,null,null,null,null,null,null,null,null,null,null,null,null,null,null,null,null,null,null,null,null,null,null,null,null,null,null,null,null,null,null,null,null,null,null,null,null,null,null,null,null,null,null,null,null,null,null,null,null,null,null,null,null,null,null,null,null,null,null,"",""]
[null,null,null,null,null,null,null,null,null,null,null,null,null,null,null,null,null,null,null,null,null,null,null,null,null,null,null,null,null,null,null,null,null,null,null,null,null,null,null,null,null,null,null,null,null,null,null,null,null,null,null,null,null,null,null,null,null,null,null,null,null,null,null,null,null,null,null,null,null,"",""]
[null,null,null,null,null,null,null,null,null,null,null,null,null,null,null,null,null,null,null,null,null,null,null,null,null,null,null,null,null,null,null,null,null,null,null,null,null,null,null,null,null,null,null,null,null,null,null,null,null,null,null,null,null,null,null,null,null,null,null,null,null,null,null,null,null,null,null,null,null,"",""]
[null,null,null,null,null,null,null,null,null,null,null,null,null,null,null,null,null,null,null,null,null,null,null,null,null,null,null,null,null,null,null,null,null,null,null,null,null,null,null,null,null,null,null,null,null,null,null,null,null,null,null,null,null,null,null,null,null,null,null,null,null,null,null,null,null,null,null,null,null,"",""]
[null,null,null,null,null,null,null,null,null,null,null,null,null,null,null,null,null,null,null,null,null,null,null,null,null,null,null,null,null,null,null,null,null,null,null,null,null,null,null,null,null,null,null,null,null,null,null,null,null,null,null,null,null,null,null,null,null,null,null,null,null,null,null,null,null,null,null,null,null,"",""]
[null,null,null,null,null,null,null,null,null,null,null,null,null,null,null,null,null,null,null,null,null,null,null,null,null,null,null,null,null,null,null,null,null,null,null,null,null,null,null,null,null,null,null,null,null,null,null,null,null,null,null,null,null,null,null,null,null,null,null,null,null,null,null,null,null,null,null,null,null,"",""]
[null,null,null,null,null,null,null,null,null,null,null,null,null,null,null,null,null,null,null,null,null,null,null,null,null,null,null,null,null,null,null,null,null,null,null,null,null,null,null,null,null,null,null,null,null,null,null,null,null,null,null,null,null,null,null,null,null,null,null,null,null,null,null,null,null,null,null,null,null,"",""]
[null,null,null,null,null,null,null,null,null,null,null,null,null,null,null,null,null,null,null,null,null,null,null,null,null,null,null,null,null,null,null,null,null,null,null,null,null,null,null,null,null,null,null,null,null,null,null,null,null,null,null,null,null,null,null,null,null,null,null,null,null,null,null,null,null,null,null,null,null,"",""]
[null,null,null,null,null,null,null,null,null,null,null,null,null,null,null,null,null,null,null,null,null,null,null,null,null,null,null,null,null,null,null,null,null,null,null,null,null,null,null,null,null,null,null,null,null,null,null,null,null,null,null,null,null,null,null,null,null,null,null,null,null,null,null,null,null,null,null,null,null,"",""]
[null,null,null,null,null,null,null,null,null,null,null,null,null,null,null,null,null,null,null,null,null,null,null,null,null,null,null,null,null,null,null,null,null,null,null,null,null,null,null,null,null,null,null,null,null,null,null,null,null,null,null,null,null,null,null,null,null,null,null,null,null,null,null,null,null,null,null,null,null,"",""]
[null,null,null,null,null,null,null,null,null,null,null,null,null,null,null,null,null,null,null,null,null,null,null,null,null,null,null,null,null,null,null,null,null,null,null,null,null,null,null,null,null,null,null,null,null,null,null,null,null,null,null,null,null,null,null,null,null,null,null,null,null,null,null,null,null,null,null,null,null,"",""]
[null,null,null,null,null,null,null,null,null,null,null,null,null,null,null,null,null,null,null,null,null,null,null,null,null,null,null,null,null,null,null,null,null,null,null,null,null,null,null,null,null,null,null,null,null,null,null,null,null,null,null,null,null,null,null,null,null,null,null,null,null,null,null,null,null,null,null,null,null,"",""]
[null,null,null,null,null,null,null,null,null,null,null,null,null,null,null,null,null,null,null,null,null,null,null,null,null,null,null,null,null,null,null,null,null,null,null,null,null,null,null,null,null,null,null,null,null,null,null,null,null,null,null,null,null,null,null,null,null,null,null,null,null,null,null,null,null,null,null,null,null,"",""]
[null,null,null,null,null,null,null,null,null,null,null,null,null,null,null,null,null,null,null,null,null,null,null,null,null,null,null,null,null,null,null,null,null,null,null,null,null,null,null,null,null,null,null,null,null,null,null,null,null,null,null,null,null,null,null,null,null,null,null,null,null,null,null,null,null,null,null,null,null,"",""]
[null,null,null,null,null,null,null,null,null,null,null,null,null,null,null,null,null,null,null,null,null,null,null,null,null,null,null,null,null,null,null,null,null,null,null,null,null,null,null,null,null,null,null,null,null,null,null,null,null,null,null,null,null,null,null,null,null,null,null,null,null,null,null,null,null,null,null,null,null,"",""]
[null,null,null,null,null,null,null,null,null,null,null,null,null,null,null,null,null,null,null,null,null,null,null,null,null,null,null,null,null,null,null,null,null,null,null,null,null,null,null,null,null,null,null,null,null,null,null,null,null,null,null,null,null,null,null,null,null,null,null,null,null,null,null,null,null,null,null,null,null,"",""]
[null,null,null,null,null,null,null,null,null,null,null,null,null,null,null,null,null,null,null,null,null,null,null,null,null,null,null,null,null,null,null,null,null,null,null,null,null,null,null,null,null,null,null,null,null,null,null,null,null,null,null,null,null,null,null,null,null,null,null,null,null,null,null,null,null,null,null,null,null,"",""]
[null,null,null,null,null,null,null,null,null,null,null,null,null,null,null,null,null,null,null,null,null,null,null,null,null,null,null,null,null,null,null,null,null,null,null,null,null,null,null,null,null,null,null,null,null,null,null,null,null,null,null,null,null,null,null,null,null,null,null,null,null,null,null,null,null,null,null,null,null,"",""]
[null,null,null,null,null,null,null,null,null,null,null,null,null,null,null,null,null,null,null,null,null,null,null,null,null,null,null,null,null,null,null,null,null,null,null,null,null,null,null,null,null,null,null,null,null,null,null,null,null,null,null,null,null,null,null,null,null,null,null,null,null,null,null,null,null,null,null,null,null,"",""]
[null,null,null,null,null,null,null,null,null,null,null,null,null,null,null,null,null,null,null,null,null,null,null,null,null,null,null,null,null,null,null,null,null,null,null,null,null,null,null,null,null,null,null,null,null,null,null,null,null,null,null,null,null,null,null,null,null,null,null,null,null,null,null,null,null,null,null,null,null,"",""]
[null,null,null,null,null,null,null,null,null,null,null,null,null,null,null,null,null,null,null,null,null,null,null,null,null,null,null,null,null,null,null,null,null,null,null,null,null,null,null,null,null,null,null,null,null,null,null,null,null,null,null,null,null,null,null,null,null,null,null,null,null,null,null,null,null,null,null,null,null,"",""]
[null,null,null,null,null,null,null,null,null,null,null,null,null,null,null,null,null,null,null,null,null,null,null,null,null,null,null,null,null,null,null,null,null,null,null,null,null,null,null,null,null,null,null,null,null,null,null,null,null,null,null,null,null,null,null,null,null,null,null,null,null,null,null,null,null,null,null,null,null,"",""]
[null,null,null,null,null,null,null,null,null,null,null,null,null,null,null,null,null,null,null,null,null,null,null,null,null,null,null,null,null,null,null,null,null,null,null,null,null,null,null,null,null,null,null,null,null,null,null,null,null,null,null,null,null,null,null,null,null,null,null,null,null,null,null,null,null,null,null,null,null,"",""]
[null,null,null,null,null,null,null,null,null,null,null,null,null,null,null,null,null,null,null,null,null,null,null,null,null,null,null,null,null,null,null,null,null,null,null,null,null,null,null,null,null,null,null,null,null,null,null,null,null,null,null,null,null,null,null,null,null,null,null,null,null,null,null,null,null,null,null,null,null,"",""]
[null,null,null,null,null,null,null,null,null,null,null,null,null,null,null,null,null,null,null,null,null,null,null,null,null,null,null,null,null,null,null,null,null,null,null,null,null,null,null,null,null,null,null,null,null,null,null,null,null,null,null,null,null,null,null,null,null,null,null,null,null,null,null,null,null,null,null,null,null,"",""]
[null,null,null,null,null,null,null,null,null,null,null,null,null,null,null,null,null,null,null,null,null,null,null,null,null,null,null,null,null,null,null,null,null,null,null,null,null,null,null,null,null,null,null,null,null,null,null,null,null,null,null,null,null,null,null,null,null,null,null,null,null,null,null,null,null,null,null,null,null,"",""]
[null,null,null,null,null,null,null,null,null,null,null,null,null,null,null,null,null,null,null,null,null,null,null,null,null,null,null,null,null,null,null,null,null,null,null,null,null,null,null,null,null,null,null,null,null,null,null,null,null,null,null,null,null,null,null,null,null,null,null,null,null,null,null,null,null,null,null,null,null,"",""]
[null,null,null,null,null,null,null,null,null,null,null,null,null,null,null,null,null,null,null,null,null,null,null,null,null,null,null,null,null,null,null,null,null,null,null,null,null,null,null,null,null,null,null,null,null,null,null,null,null,null,null,null,null,null,null,null,null,null,null,null,null,null,null,null,null,null,null,null,null,"",""]
[null,null,null,null,null,null,null,null,null,null,null,null,null,null,null,null,null,null,null,null,null,null,null,null,null,null,null,null,null,null,null,null,null,null,null,null,null,null,null,null,null,null,null,null,null,null,null,null,null,null,null,null,null,null,null,null,null,null,null,null,null,null,null,null,null,null,null,null,null,"",""]
[null,null,null,null,null,null,null,null,null,null,null,null,null,null,null,null,null,null,null,null,null,null,null,null,null,null,null,null,null,null,null,null,null,null,null,null,null,null,null,null,null,null,null,null,null,null,null,null,null,null,null,null,null,null,null,null,null,null,null,null,null,null,null,null,null,null,null,null,null,"",""]
[null,null,null,null,null,null,null,null,null,null,null,null,null,null,null,null,null,null,null,null,null,null,null,null,null,null,null,null,null,null,null,null,null,null,null,null,null,null,null,null,null,null,null,null,null,null,null,null,null,null,null,null,null,null,null,null,null,null,null,null,null,null,null,null,null,null,null,null,null,"",""]
[null,null,null,null,null,null,null,null,null,null,null,null,null,null,null,null,null,null,null,null,null,null,null,null,null,null,null,null,null,null,null,null,null,null,null,null,null,null,null,null,null,null,null,null,null,null,null,null,null,null,null,null,null,null,null,null,null,null,null,null,null,null,null,null,null,null,null,null,null,"",""]
[null,null,null,null,null,null,null,null,null,null,null,null,null,null,null,null,null,null,null,null,null,null,null,null,null,null,null,null,null,null,null,null,null,null,null,null,null,null,null,null,null,null,null,null,null,null,null,null,null,null,null,null,null,null,null,null,null,null,null,null,null,null,null,null,null,null,null,null,null,"",""]
[null,null,null,null,null,null,null,null,null,null,null,null,null,null,null,null,null,null,null,null,null,null,null,null,null,null,null,null,null,null,null,null,null,null,null,null,null,null,null,null,null,null,null,null,null,null,null,null,null,null,null,null,null,null,null,null,null,null,null,null,null,null,null,null,null,null,null,null,null,"",""]
[null,null,null,null,null,null,null,null,null,null,null,null,null,null,null,null,null,null,null,null,null,null,null,null,null,null,null,null,null,null,null,null,null,null,null,null,null,null,null,null,null,null,null,null,null,null,null,null,null,null,null,null,null,null,null,null,null,null,null,null,null,null,null,null,null,null,null,null,null,"",""]
[null,null,null,null,null,null,null,null,null,null,null,null,null,null,null,null,null,null,null,null,null,null,null,null,null,null,null,null,null,null,null,null,null,null,null,null,null,null,null,null,null,null,null,null,null,null,null,null,null,null,null,null,null,null,null,null,null,null,null,null,null,null,null,null,null,null,null,null,null,"",""]
[null,null,null,null,null,null,null,null,null,null,null,null,null,null,null,null,null,null,null,null,null,null,null,null,null,null,null,null,null,null,null,null,null,null,null,null,null,null,null,null,null,null,null,null,null,null,null,null,null,null,null,null,null,null,null,null,null,null,null,null,null,null,null,null,null,null,null,null,null,"",""]
[null,null,null,null,null,null,null,null,null,null,null,null,null,null,null,null,null,null,null,null,null,null,null,null,null,null,null,null,null,null,null,null,null,null,null,null,null,null,null,null,null,null,null,null,null,null,null,null,null,null,null,null,null,null,null,null,null,null,null,null,null,null,null,null,null,null,null,null,null,"",""]
[null,null,null,null,null,null,null,null,null,null,null,null,null,null,null,null,null,null,null,null,null,null,null,null,null,null,null,null,null,null,null,null,null,null,null,null,null,null,null,null,null,null,null,null,null,null,null,null,null,null,null,null,null,null,null,null,null,null,null,null,null,null,null,null,null,null,null,null,null,"",""]
[null,null,null,null,null,null,null,null,null,null,null,null,null,null,null,null,null,null,null,null,null,null,null,null,null,null,null,null,null,null,null,null,null,null,null,null,null,null,null,null,null,null,null,null,null,null,null,null,null,null,null,null,null,null,null,null,null,null,null,null,null,null,null,null,null,null,null,null,null,"",""]
[null,null,null,null,null,null,null,null,null,null,null,null,null,null,null,null,null,null,null,null,null,null,null,null,null,null,null,null,null,null,null,null,null,null,null,null,null,null,null,null,null,null,null,null,null,null,null,null,null,null,null,null,null,null,null,null,null,null,null,null,null,null,null,null,null,null,null,null,null,"",""]
[null,null,null,null,null,null,null,null,null,null,null,null,null,null,null,null,null,null,null,null,null,null,null,null,null,null,null,null,null,null,null,null,null,null,null,null,null,null,null,null,null,null,null,null,null,null,null,null,null,null,null,null,null,null,null,null,null,null,null,null,null,null,null,null,null,null,null,null,null,"",""]
[null,null,null,null,null,null,null,null,null,null,null,null,null,null,null,null,null,null,null,null,null,null,null,null,null,null,null,null,null,null,null,null,null,null,null,null,null,null,null,null,null,null,null,null,null,null,null,null,null,null,null,null,null,null,null,null,null,null,null,null,null,null,null,null,null,null,null,null,null,"",""]
[null,null,null,null,null,null,null,null,null,null,null,null,null,null,null,null,null,null,null,null,null,null,null,null,null,null,null,null,null,null,null,null,null,null,null,null,null,null,null,null,null,null,null,null,null,null,null,null,null,null,null,null,null,null,null,null,null,null,null,null,null,null,null,null,null,null,null,null,null,"",""]
[null,null,null,null,null,null,null,null,null,null,null,null,null,null,null,null,null,null,null,null,null,null,null,null,null,null,null,null,null,null,null,null,null,null,null,null,null,null,null,null,null,null,null,null,null,null,null,null,null,null,null,null,null,null,null,null,null,null,null,null,null,null,null,null,null,null,null,null,null,"",""]
[null,null,null,null,null,null,null,null,null,null,null,null,null,null,null,null,null,null,null,null,null,null,null,null,null,null,null,null,null,null,null,null,null,null,null,null,null,null,null,null,null,null,null,null,null,null,null,null,null,null,null,null,null,null,null,null,null,null,null,null,null,null,null,null,null,null,null,null,null,"",""]
[null,null,null,null,null,null,null,null,null,null,null,null,null,null,null,null,null,null,null,null,null,null,null,null,null,null,null,null,null,null,null,null,null,null,null,null,null,null,null,null,null,null,null,null,null,null,null,null,null,null,null,null,null,null,null,null,null,null,null,null,null,null,null,null,null,null,null,null,null,"",""]
[null,null,null,null,null,null,null,null,null,null,null,null,null,null,null,null,null,null,null,null,null,null,null,null,null,null,null,null,null,null,null,null,null,null,null,null,null,null,null,null,null,null,null,null,null,null,null,null,null,null,null,null,null,null,null,null,null,null,null,null,null,null,null,null,null,null,null,null,null,"",""]
[null,null,null,null,null,null,null,null,null,null,null,null,null,null,null,null,null,null,null,null,null,null,null,null,null,null,null,null,null,null,null,null,null,null,null,null,null,null,null,null,null,null,null,null,null,null,null,null,null,null,null,null,null,null,null,null,null,null,null,null,null,null,null,null,null,null,null,null,null,"",""]
[null,null,null,null,null,null,null,null,null,null,null,null,null,null,null,null,null,null,null,null,null,null,null,null,null,null,null,null,null,null,null,null,null,null,null,null,null,null,null,null,null,null,null,null,null,null,null,null,null,null,null,null,null,null,null,null,null,null,null,null,null,null,null,null,null,null,null,null,null,"",""]
[null,null,null,null,null,null,null,null,null,null,null,null,null,null,null,null,null,null,null,null,null,null,null,null,null,null,null,null,null,null,null,null,null,null,null,null,null,null,null,null,null,null,null,null,null,null,null,null,null,null,null,null,null,null,null,null,null,null,null,null,null,null,null,null,null,null,null,null,null,"",""]
[null,null,null,null,null,null,null,null,null,null,null,null,null,null,null,null,null,null,null,null,null,null,null,null,null,null,null,null,null,null,null,null,null,null,null,null,null,null,null,null,null,null,null,null,null,null,null,null,null,null,null,null,null,null,null,null,null,null,null,null,null,null,null,null,null,null,null,null,null,"",""]
[null,null,null,null,null,null,null,null,null,null,null,null,null,null,null,null,null,null,null,null,null,null,null,null,null,null,null,null,null,null,null,null,null,null,null,null,null,null,null,null,null,null,null,null,null,null,null,null,null,null,null,null,null,null,null,null,null,null,null,null,null,null,null,null,null,null,null,null,null,"",""]
[null,null,null,null,null,null,null,null,null,null,null,null,null,null,null,null,null,null,null,null,null,null,null,null,null,null,null,null,null,null,null,null,null,null,null,null,null,null,null,null,null,null,null,null,null,null,null,null,null,null,null,null,null,null,null,null,null,null,null,null,null,null,null,null,null,null,null,null,null,"",""]
[null,null,null,null,null,null,null,null,null,null,null,null,null,null,null,null,null,null,null,null,null,null,null,null,null,null,null,null,null,null,null,null,null,null,null,null,null,null,null,null,null,null,null,null,null,null,null,null,null,null,null,null,null,null,null,null,null,null,null,null,null,null,null,null,null,null,null,null,null,"",""]
[null,null,null,null,null,null,null,null,null,null,null,null,null,null,null,null,null,null,null,null,null,null,null,null,null,null,null,null,null,null,null,null,null,null,null,null,null,null,null,null,null,null,null,null,null,null,null,null,null,null,null,null,null,null,null,null,null,null,null,null,null,null,null,null,null,null,null,null,null,"",""]
[null,null,null,null,null,null,null,null,null,null,null,null,null,null,null,null,null,null,null,null,null,null,null,null,null,null,null,null,null,null,null,null,null,null,null,null,null,null,null,null,null,null,null,null,null,null,null,null,null,null,null,null,null,null,null,null,null,null,null,null,null,null,null,null,null,null,null,null,null,"",""]
[null,null,null,null,null,null,null,null,null,null,null,null,null,null,null,null,null,null,null,null,null,null,null,null,null,null,null,null,null,null,null,null,null,null,null,null,null,null,null,null,null,null,null,null,null,null,null,null,null,null,null,null,null,null,null,null,null,null,null,null,null,null,null,null,null,null,null,null,null,"",""]
[null,null,null,null,null,null,null,null,null,null,null,null,null,null,null,null,null,null,null,null,null,null,null,null,null,null,null,null,null,null,null,null,null,null,null,null,null,null,null,null,null,null,null,null,null,null,null,null,null,null,null,null,null,null,null,null,null,null,null,null,null,null,null,null,null,null,null,null,null,"",""]
[null,null,null,null,null,null,null,null,null,null,null,null,null,null,null,null,null,null,null,null,null,null,null,null,null,null,null,null,null,null,null,null,null,null,null,null,null,null,null,null,null,null,null,null,null,null,null,null,null,null,null,null,null,null,null,null,null,null,null,null,null,null,null,null,null,null,null,null,null,"",""]
[null,null,null,null,null,null,null,null,null,null,null,null,null,null,null,null,null,null,null,null,null,null,null,null,null,null,null,null,null,null,null,null,null,null,null,null,null,null,null,null,null,null,null,null,null,null,null,null,null,null,null,null,null,null,null,null,null,null,null,null,null,null,null,null,null,null,null,null,null,"",""]
[null,null,null,null,null,null,null,null,null,null,null,null,null,null,null,null,null,null,null,null,null,null,null,null,null,null,null,null,null,null,null,null,null,null,null,null,null,null,null,null,null,null,null,null,null,null,null,null,null,null,null,null,null,null,null,null,null,null,null,null,null,null,null,null,null,null,null,null,null,"",""]
[null,null,null,null,null,null,null,null,null,null,null,null,null,null,null,null,null,null,null,null,null,null,null,null,null,null,null,null,null,null,null,null,null,null,null,null,null,null,null,null,null,null,null,null,null,null,null,null,null,null,null,null,null,null,null,null,null,null,null,null,null,null,null,null,null,null,null,null,null,"",""]
[null,null,null,null,null,null,null,null,null,null,null,null,null,null,null,null,null,null,null,null,null,null,null,null,null,null,null,null,null,null,null,null,null,null,null,null,null,null,null,null,null,null,null,null,null,null,null,null,null,null,null,null,null,null,null,null,null,null,null,null,null,null,null,null,null,null,null,null,null,"",""]
[null,null,null,null,null,null,null,null,null,null,null,null,null,null,null,null,null,null,null,null,null,null,null,null,null,null,null,null,null,null,null,null,null,null,null,null,null,null,null,null,null,null,null,null,null,null,null,null,null,null,null,null,null,null,null,null,null,null,null,null,null,null,null,null,null,null,null,null,null,"",""]
[null,null,null,null,null,null,null,null,null,null,null,null,null,null,null,null,null,null,null,null,null,null,null,null,null,null,null,null,null,null,null,null,null,null,null,null,null,null,null,null,null,null,null,null,null,null,null,null,null,null,null,null,null,null,null,null,null,null,null,null,null,null,null,null,null,null,null,null,null,"",""]
[null,null,null,null,null,null,null,null,null,null,null,null,null,null,null,null,null,null,null,null,null,null,null,null,null,null,null,null,null,null,null,null,null,null,null,null,null,null,null,null,null,null,null,null,null,null,null,null,null,null,null,null,null,null,null,null,null,null,null,null,null,null,null,null,null,null,null,null,null,"",""]
[null,null,null,null,null,null,null,null,null,null,null,null,null,null,null,null,null,null,null,null,null,null,null,null,null,null,null,null,null,null,null,null,null,null,null,null,null,null,null,null,null,null,null,null,null,null,null,null,null,null,null,null,null,null,null,null,null,null,null,null,null,null,null,null,null,null,null,null,null,"",""]
[null,null,null,null,null,null,null,null,null,null,null,null,null,null,null,null,null,null,null,null,null,null,null,null,null,null,null,null,null,null,null,null,null,null,null,null,null,null,null,null,null,null,null,null,null,null,null,null,null,null,null,null,null,null,null,null,null,null,null,null,null,null,null,null,null,null,null,null,null,"",""]
[null,null,null,null,null,null,null,null,null,null,null,null,null,null,null,null,null,null,null,null,null,null,null,null,null,null,null,null,null,null,null,null,null,null,null,null,null,null,null,null,null,null,null,null,null,null,null,null,null,null,null,null,null,null,null,null,null,null,null,null,null,null,null,null,null,null,null,null,null,"",""]
[null,null,null,null,null,null,null,null,null,null,null,null,null,null,null,null,null,null,null,null,null,null,null,null,null,null,null,null,null,null,null,null,null,null,null,null,null,null,null,null,null,null,null,null,null,null,null,null,null,null,null,null,null,null,null,null,null,null,null,null,null,null,null,null,null,null,null,null,null,"",""]
[null,null,null,null,null,null,null,null,null,null,null,null,null,null,null,null,null,null,null,null,null,null,null,null,null,null,null,null,null,null,null,null,null,null,null,null,null,null,null,null,null,null,null,null,null,null,null,null,null,null,null,null,null,null,null,null,null,null,null,null,null,null,null,null,null,null,null,null,null,"",""]
[null,null,null,null,null,null,null,null,null,null,null,null,null,null,null,null,null,null,null,null,null,null,null,null,null,null,null,null,null,null,null,null,null,null,null,null,null,null,null,null,null,null,null,null,null,null,null,null,null,null,null,null,null,null,null,null,null,null,null,null,null,null,null,null,null,null,null,null,null,"",""]
[null,null,null,null,null,null,null,null,null,null,null,null,null,null,null,null,null,null,null,null,null,null,null,null,null,null,null,null,null,null,null,null,null,null,null,null,null,null,null,null,null,null,null,null,null,null,null,null,null,null,null,null,null,null,null,null,null,null,null,null,null,null,null,null,null,null,null,null,null,"",""]
[null,null,null,null,null,null,null,null,null,null,null,null,null,null,null,null,null,null,null,null,null,null,null,null,null,null,null,null,null,null,null,null,null,null,null,null,null,null,null,null,null,null,null,null,null,null,null,null,null,null,null,null,null,null,null,null,null,null,null,null,null,null,null,null,null,null,null,null,null,"",""]
[null,null,null,null,null,null,null,null,null,null,null,null,null,null,null,null,null,null,null,null,null,null,null,null,null,null,null,null,null,null,null,null,null,null,null,null,null,null,null,null,null,null,null,null,null,null,null,null,null,null,null,null,null,null,null,null,null,null,null,null,null,null,null,null,null,null,null,null,null,"",""]
[null,null,null,null,null,null,null,null,null,null,null,null,null,null,null,null,null,null,null,null,null,null,null,null,null,null,null,null,null,null,null,null,null,null,null,null,null,null,null,null,null,null,null,null,null,null,null,null,null,null,null,null,null,null,null,null,null,null,null,null,null,null,null,null,null,null,null,null,null,"",""]
[null,null,null,null,null,null,null,null,null,null,null,null,null,null,null,null,null,null,null,null,null,null,null,null,null,null,null,null,null,null,null,null,null,null,null,null,null,null,null,null,null,null,null,null,null,null,null,null,null,null,null,null,null,null,null,null,null,null,null,null,null,null,null,null,null,null,null,null,null,"",""]
[null,null,null,null,null,null,null,null,null,null,null,null,null,null,null,null,null,null,null,null,null,null,null,null,null,null,null,null,null,null,null,null,null,null,null,null,null,null,null,null,null,null,null,null,null,null,null,null,null,null,null,null,null,null,null,null,null,null,null,null,null,null,null,null,null,null,null,null,null,"",""]
[null,null,null,null,null,null,null,null,null,null,null,null,null,null,null,null,null,null,null,null,null,null,null,null,null,null,null,null,null,null,null,null,null,null,null,null,null,null,null,null,null,null,null,null,null,null,null,null,null,null,null,null,null,null,null,null,null,null,null,null,null,null,null,null,null,null,null,null,null,"",""]
[null,null,null,null,null,null,null,null,null,null,null,null,null,null,null,null,null,null,null,null,null,null,null,null,null,null,null,null,null,null,null,null,null,null,null,null,null,null,null,null,null,null,null,null,null,null,null,null,null,null,null,null,null,null,null,null,null,null,null,null,null,null,null,null,null,null,null,null,null,"",""]
[null,null,null,null,null,null,null,null,null,null,null,null,null,null,null,null,null,null,null,null,null,null,null,null,null,null,null,null,null,null,null,null,null,null,null,null,null,null,null,null,null,null,null,null,null,null,null,null,null,null,null,null,null,null,null,null,null,null,null,null,null,null,null,null,null,null,null,null,null,"",""]
[null,null,null,null,null,null,null,null,null,null,null,null,null,null,null,null,null,null,null,null,null,null,null,null,null,null,null,null,null,null,null,null,null,null,null,null,null,null,null,null,null,null,null,null,null,null,null,null,null,null,null,null,null,null,null,null,null,null,null,null,null,null,null,null,null,null,null,null,null,"",""]
[null,null,null,null,null,null,null,null,null,null,null,null,null,null,null,null,null,null,null,null,null,null,null,null,null,null,null,null,null,null,null,null,null,null,null,null,null,null,null,null,null,null,null,null,null,null,null,null,null,null,null,null,null,null,null,null,null,null,null,null,null,null,null,null,null,null,null,null,null,"",""]
[null,null,null,null,null,null,null,null,null,null,null,null,null,null,null,null,null,null,null,null,null,null,null,null,null,null,null,null,null,null,null,null,null,null,null,null,null,null,null,null,null,null,null,null,null,null,null,null,null,null,null,null,null,null,null,null,null,null,null,null,null,null,null,null,null,null,null,null,null,"",""]
[null,null,null,null,null,null,null,null,null,null,null,null,null,null,null,null,null,null,null,null,null,null,null,null,null,null,null,null,null,null,null,null,null,null,null,null,null,null,null,null,null,null,null,null,null,null,null,null,null,null,null,null,null,null,null,null,null,null,null,null,null,null,null,null,null,null,null,null,null,"",""]
[null,null,null,null,null,null,null,null,null,null,null,null,null,null,null,null,null,null,null,null,null,null,null,null,null,null,null,null,null,null,null,null,null,null,null,null,null,null,null,null,null,null,null,null,null,null,null,null,null,null,null,null,null,null,null,null,null,null,null,null,null,null,null,null,null,null,null,null,null,"",""]
[null,null,null,null,null,null,null,null,null,null,null,null,null,null,null,null,null,null,null,null,null,null,null,null,null,null,null,null,null,null,null,null,null,null,null,null,null,null,null,null,null,null,null,null,null,null,null,null,null,null,null,null,null,null,null,null,null,null,null,null,null,null,null,null,null,null,null,null,null,"",""]
[null,null,null,null,null,null,null,null,null,null,null,null,null,null,null,null,null,null,null,null,null,null,null,null,null,null,null,null,null,null,null,null,null,null,null,null,null,null,null,null,null,null,null,null,null,null,null,null,null,null,null,null,null,null,null,null,null,null,null,null,null,null,null,null,null,null,null,null,null,"",""]
[null,null,null,null,null,null,null,null,null,null,null,null,null,null,null,null,null,null,null,null,null,null,null,null,null,null,null,null,null,null,null,null,null,null,null,null,null,null,null,null,null,null,null,null,null,null,null,null,null,null,null,null,null,null,null,null,null,null,null,null,null,null,null,null,null,null,null,null,null,"",""]
[null,null,null,null,null,null,null,null,null,null,null,null,null,null,null,null,null,null,null,null,null,null,null,null,null,null,null,null,null,null,null,null,null,null,null,null,null,null,null,null,null,null,null,null,null,null,null,null,null,null,null,null,null,null,null,null,null,null,null,null,null,null,null,null,null,null,null,null,null,"",""]
[null,null,null,null,null,null,null,null,null,null,null,null,null,null,null,null,null,null,null,null,null,null,null,null,null,null,null,null,null,null,null,null,null,null,null,null,null,null,null,null,null,null,null,null,null,null,null,null,null,null,null,null,null,null,null,null,null,null,null,null,null,null,null,null,null,null,null,null,null,"",""]
[null,null,null,null,null,null,null,null,null,null,null,null,null,null,null,null,null,null,null,null,null,null,null,null,null,null,null,null,null,null,null,null,null,null,null,null,null,null,null,null,null,null,null,null,null,null,null,null,null,null,null,null,null,null,null,null,null,null,null,null,null,null,null,null,null,null,null,null,null,"",""]
[null,null,null,null,null,null,null,null,null,null,null,null,null,null,null,null,null,null,null,null,null,null,null,null,null,null,null,null,null,null,null,null,null,null,null,null,null,null,null,null,null,null,null,null,null,null,null,null,null,null,null,null,null,null,null,null,null,null,null,null,null,null,null,null,null,null,null,null,null,"",""]
[null,null,null,null,null,null,null,null,null,null,null,null,null,null,null,null,null,null,null,null,null,null,null,null,null,null,null,null,null,null,null,null,null,null,null,null,null,null,null,null,null,null,null,null,null,null,null,null,null,null,null,null,null,null,null,null,null,null,null,null,null,null,null,null,null,null,null,null,null,"",""]
[null,null,null,null,null,null,null,null,null,null,null,null,null,null,null,null,null,null,null,null,null,null,null,null,null,null,null,null,null,null,null,null,null,null,null,null,null,null,null,null,null,null,null,null,null,null,null,null,null,null,null,null,null,null,null,null,null,null,null,null,null,null,null,null,null,null,null,null,null,"",""]
[null,null,null,null,null,null,null,null,null,null,null,null,null,null,null,null,null,null,null,null,null,null,null,null,null,null,null,null,null,null,null,null,null,null,null,null,null,null,null,null,null,null,null,null,null,null,null,null,null,null,null,null,null,null,null,null,null,null,null,null,null,null,null,null,null,null,null,null,null,"",""]
[null,null,null,null,null,null,null,null,null,null,null,null,null,null,null,null,null,null,null,null,null,null,null,null,null,null,null,null,null,null,null,null,null,null,null,null,null,null,null,null,null,null,null,null,null,null,null,null,null,null,null,null,null,null,null,null,null,null,null,null,null,null,null,null,null,null,null,null,null,"",""]
[null,null,null,null,null,null,null,null,null,null,null,null,null,null,null,null,null,null,null,null,null,null,null,null,null,null,null,null,null,null,null,null,null,null,null,null,null,null,null,null,null,null,null,null,null,null,null,null,null,null,null,null,null,null,null,null,null,null,null,null,null,null,null,null,null,null,null,null,null,"",""]
[null,null,null,null,null,null,null,null,null,null,null,null,null,null,null,null,null,null,null,null,null,null,null,null,null,null,null,null,null,null,null,null,null,null,null,null,null,null,null,null,null,null,null,null,null,null,null,null,null,null,null,null,null,null,null,null,null,null,null,null,null,null,null,null,null,null,null,null,null,"",""]
[null,null,null,null,null,null,null,null,null,null,null,null,null,null,null,null,null,null,null,null,null,null,null,null,null,null,null,null,null,null,null,null,null,null,null,null,null,null,null,null,null,null,null,null,null,null,null,null,null,null,null,null,null,null,null,null,null,null,null,null,null,null,null,null,null,null,null,null,null,"",""]
[null,null,null,null,null,null,null,null,null,null,null,null,null,null,null,null,null,null,null,null,null,null,null,null,null,null,null,null,null,null,null,null,null,null,null,null,null,null,null,null,null,null,null,null,null,null,null,null,null,null,null,null,null,null,null,null,null,null,null,null,null,null,null,null,null,null,null,null,null,{"$f":"IF(BP169101<>\"\",BP169101/(1*10^-6),\"\")","v":""},{"$f":"IF(BQ169101<>\"\",BQ169101/(1*10^-6),\"\")","v":""}]
[null,null,null,null,null,null,null,null,null,null,null,null,null,null,null,null,null,null,null,null,null,null,null,null,null,null,null,null,null,null,null,null,null,null,null,null,null,null,null,null,null,null,null,null,null,null,null,null,null,null,null,null,null,null,null,null,null,null,null,null,null,null,null,null,null,null,null,null,null,"",""]
[null,null,null,null,null,null,null,null,null,null,null,null,null,null,null,null,null,null,null,null,null,null,null,null,null,null,null,null,null,null,null,null,null,null,null,null,null,null,null,null,null,null,null,null,null,null,null,null,null,null,null,null,null,null,null,null,null,null,null,null,null,null,null,null,null,null,null,null,null,"",""]
[null,null,null,null,null,null,null,null,null,null,null,null,null,null,null,null,null,null,null,null,null,null,null,null,null,null,null,null,null,null,null,null,null,null,null,null,null,null,null,null,null,null,null,null,null,null,null,null,null,null,null,null,null,null,null,null,null,null,null,null,null,null,null,null,null,null,null,null,null,"",""]
[null,null,null,null,null,null,null,null,null,null,null,null,null,null,null,null,null,null,null,null,null,null,null,null,null,null,null,null,null,null,null,null,null,null,null,null,null,null,null,null,null,null,null,null,null,null,null,null,null,null,null,null,null,null,null,null,null,null,null,null,null,null,null,null,null,null,null,null,null,"",""]
[null,null,null,null,null,null,null,null,null,null,null,null,null,null,null,null,null,null,null,null,null,null,null,null,null,null,null,null,null,null,null,null,null,null,null,null,null,null,null,null,null,null,null,null,null,null,null,null,null,null,null,null,null,null,null,null,null,null,null,null,null,null,null,null,null,null,null,null,null,"",""]
[null,null,null,null,null,null,null,null,null,null,null,null,null,null,null,null,null,null,null,null,null,null,null,null,null,null,null,null,null,null,null,null,null,null,null,null,null,null,null,null,null,null,null,null,null,null,null,null,null,null,null,null,null,null,null,null,null,null,null,null,null,null,null,null,null,null,null,null,null,"",""]
[null,null,null,null,null,null,null,null,null,null,null,null,null,null,null,null,null,null,null,null,null,null,null,null,null,null,null,null,null,null,null,null,null,null,null,null,null,null,null,null,null,null,null,null,null,null,null,null,null,null,null,null,null,null,null,null,null,null,null,null,null,null,null,null,null,null,null,null,null,"",""]
[null,null,null,null,null,null,null,null,null,null,null,null,null,null,null,null,null,null,null,null,null,null,null,null,null,null,null,null,null,null,null,null,null,null,null,null,null,null,null,null,null,null,null,null,null,null,null,null,null,null,null,null,null,null,null,null,null,null,null,null,null,null,null,null,null,null,null,null,null,"",""]
[null,null,null,null,null,null,null,null,null,null,null,null,null,null,null,null,null,null,null,null,null,null,null,null,null,null,null,null,null,null,null,null,null,null,null,null,null,null,null,null,null,null,null,null,null,null,null,null,null,null,null,null,null,null,null,null,null,null,null,null,null,null,null,null,null,null,null,null,null,"",""]
[null,null,null,null,null,null,null,null,null,null,null,null,null,null,null,null,null,null,null,null,null,null,null,null,null,null,null,null,null,null,null,null,null,null,null,null,null,null,null,null,null,null,null,null,null,null,null,null,null,null,null,null,null,null,null,null,null,null,null,null,null,null,null,null,null,null,null,null,null,"",""]
[null,null,null,null,null,null,null,null,null,null,null,null,null,null,null,null,null,null,null,null,null,null,null,null,null,null,null,null,null,null,null,null,null,null,null,null,null,null,null,null,null,null,null,null,null,null,null,null,null,null,null,null,null,null,null,null,null,null,null,null,null,null,null,null,null,null,null,null,null,"",""]
[null,null,null,null,null,null,null,null,null,null,null,null,null,null,null,null,null,null,null,null,null,null,null,null,null,null,null,null,null,null,null,null,null,null,null,null,null,null,null,null,null,null,null,null,null,null,null,null,null,null,null,null,null,null,null,null,null,null,null,null,null,null,null,null,null,null,null,null,null,"",""]
[null,null,null,null,null,null,null,null,null,null,null,null,null,null,null,null,null,null,null,null,null,null,null,null,null,null,null,null,null,null,null,null,null,null,null,null,null,null,null,null,null,null,null,null,null,null,null,null,null,null,null,null,null,null,null,null,null,null,null,null,null,null,null,null,null,null,null,null,null,"",""]
[null,null,null,null,null,null,null,null,null,null,null,null,null,null,null,null,null,null,null,null,null,null,null,null,null,null,null,null,null,null,null,null,null,null,null,null,null,null,null,null,null,null,null,null,null,null,null,null,null,null,null,null,null,null,null,null,null,null,null,null,null,null,null,null,null,null,null,null,null,"",""]
[null,null,null,null,null,null,null,null,null,null,null,null,null,null,null,null,null,null,null,null,null,null,null,null,null,null,null,null,null,null,null,null,null,null,null,null,null,null,null,null,null,null,null,null,null,null,null,null,null,null,null,null,null,null,null,null,null,null,null,null,null,null,null,null,null,null,null,null,null,"",""]
[null,null,null,null,null,null,null,null,null,null,null,null,null,null,null,null,null,null,null,null,null,null,null,null,null,null,null,null,null,null,null,null,null,null,null,null,null,null,null,null,null,null,null,null,null,null,null,null,null,null,null,null,null,null,null,null,null,null,null,null,null,null,null,null,null,null,null,null,null,"",""]
[null,null,null,null,null,null,null,null,null,null,null,null,null,null,null,null,null,null,null,null,null,null,null,null,null,null,null,null,null,null,null,null,null,null,null,null,null,null,null,null,null,null,null,null,null,null,null,null,null,null,null,null,null,null,null,null,null,null,null,null,null,null,null,null,null,null,null,null,null,"",""]
[null,null,null,null,null,null,null,null,null,null,null,null,null,null,null,null,null,null,null,null,null,null,null,null,null,null,null,null,null,null,null,null,null,null,null,null,null,null,null,null,null,null,null,null,null,null,null,null,null,null,null,null,null,null,null,null,null,null,null,null,null,null,null,null,null,null,null,null,null,"",""]
[null,null,null,null,null,null,null,null,null,null,null,null,null,null,null,null,null,null,null,null,null,null,null,null,null,null,null,null,null,null,null,null,null,null,null,null,null,null,null,null,null,null,null,null,null,null,null,null,null,null,null,null,null,null,null,null,null,null,null,null,null,null,null,null,null,null,null,null,null,"",""]
[null,null,null,null,null,null,null,null,null,null,null,null,null,null,null,null,null,null,null,null,null,null,null,null,null,null,null,null,null,null,null,null,null,null,null,null,null,null,null,null,null,null,null,null,null,null,null,null,null,null,null,null,null,null,null,null,null,null,null,null,null,null,null,null,null,null,null,null,null,"",""]
[null,null,null,null,null,null,null,null,null,null,null,null,null,null,null,null,null,null,null,null,null,null,null,null,null,null,null,null,null,null,null,null,null,null,null,null,null,null,null,null,null,null,null,null,null,null,null,null,null,null,null,null,null,null,null,null,null,null,null,null,null,null,null,null,null,null,null,null,null,"",""]
[null,null,null,null,null,null,null,null,null,null,null,null,null,null,null,null,null,null,null,null,null,null,null,null,null,null,null,null,null,null,null,null,null,null,null,null,null,null,null,null,null,null,null,null,null,null,null,null,null,null,null,null,null,null,null,null,null,null,null,null,null,null,null,null,null,null,null,null,null,"",""]
[null,null,null,null,null,null,null,null,null,null,null,null,null,null,null,null,null,null,null,null,null,null,null,null,null,null,null,null,null,null,null,null,null,null,null,null,null,null,null,null,null,null,null,null,null,null,null,null,null,null,null,null,null,null,null,null,null,null,null,null,null,null,null,null,null,null,null,null,null,"",""]
[null,null,null,null,null,null,null,null,null,null,null,null,null,null,null,null,null,null,null,null,null,null,null,null,null,null,null,null,null,null,null,null,null,null,null,null,null,null,null,null,null,null,null,null,null,null,null,null,null,null,null,null,null,null,null,null,null,null,null,null,null,null,null,null,null,null,null,null,null,"",""]
[null,null,null,null,null,null,null,null,null,null,null,null,null,null,null,null,null,null,null,null,null,null,null,null,null,null,null,null,null,null,null,null,null,null,null,null,null,null,null,null,null,null,null,null,null,null,null,null,null,null,null,null,null,null,null,null,null,null,null,null,null,null,null,null,null,null,null,null,null,"",""]
[null,null,null,null,null,null,null,null,null,null,null,null,null,null,null,null,null,null,null,null,null,null,null,null,null,null,null,null,null,null,null,null,null,null,null,null,null,null,null,null,null,null,null,null,null,null,null,null,null,null,null,null,null,null,null,null,null,null,null,null,null,null,null,null,null,null,null,null,null,"",""]
[null,null,null,null,null,null,null,null,null,null,null,null,null,null,null,null,null,null,null,null,null,null,null,null,null,null,null,null,null,null,null,null,null,null,null,null,null,null,null,null,null,null,null,null,null,null,null,null,null,null,null,null,null,null,null,null,null,null,null,null,null,null,null,null,null,null,null,null,null,"",""]
[null,null,null,null,null,null,null,null,null,null,null,null,null,null,null,null,null,null,null,null,null,null,null,null,null,null,null,null,null,null,null,null,null,null,null,null,null,null,null,null,null,null,null,null,null,null,null,null,null,null,null,null,null,null,null,null,null,null,null,null,null,null,null,null,null,null,null,null,null,"",""]
[null,null,null,null,null,null,null,null,null,null,null,null,null,null,null,null,null,null,null,null,null,null,null,null,null,null,null,null,null,null,null,null,null,null,null,null,null,null,null,null,null,null,null,null,null,null,null,null,null,null,null,null,null,null,null,null,null,null,null,null,null,null,null,null,null,null,null,null,null,"",""]
[null,null,null,null,null,null,null,null,null,null,null,null,null,null,null,null,null,null,null,null,null,null,null,null,null,null,null,null,null,null,null,null,null,null,null,null,null,null,null,null,null,null,null,null,null,null,null,null,null,null,null,null,null,null,null,null,null,null,null,null,null,null,null,null,null,null,null,null,null,"",""]
[null,null,null,null,null,null,null,null,null,null,null,null,null,null,null,null,null,null,null,null,null,null,null,null,null,null,null,null,null,null,null,null,null,null,null,null,null,null,null,null,null,null,null,null,null,null,null,null,null,null,null,null,null,null,null,null,null,null,null,null,null,null,null,null,null,null,null,null,null,"",""]
[null,null,null,null,null,null,null,null,null,null,null,null,null,null,null,null,null,null,null,null,null,null,null,null,null,null,null,null,null,null,null,null,null,null,null,null,null,null,null,null,null,null,null,null,null,null,null,null,null,null,null,null,null,null,null,null,null,null,null,null,null,null,null,null,null,null,null,null,null,"",""]
[null,null,null,null,null,null,null,null,null,null,null,null,null,null,null,null,null,null,null,null,null,null,null,null,null,null,null,null,null,null,null,null,null,null,null,null,null,null,null,null,null,null,null,null,null,null,null,null,null,null,null,null,null,null,null,null,null,null,null,null,null,null,null,null,null,null,null,null,null,"",""]
[null,null,null,null,null,null,null,null,null,null,null,null,null,null,null,null,null,null,null,null,null,null,null,null,null,null,null,null,null,null,null,null,null,null,null,null,null,null,null,null,null,null,null,null,null,null,null,null,null,null,null,null,null,null,null,null,null,null,null,null,null,null,null,null,null,null,null,null,null,"",""]
[null,null,null,null,null,null,null,null,null,null,null,null,null,null,null,null,null,null,null,null,null,null,null,null,null,null,null,null,null,null,null,null,null,null,null,null,null,null,null,null,null,null,null,null,null,null,null,null,null,null,null,null,null,null,null,null,null,null,null,null,null,null,null,null,null,null,null,null,null,"",""]
[null,null,null,null,null,null,null,null,null,null,null,null,null,null,null,null,null,null,null,null,null,null,null,null,null,null,null,null,null,null,null,null,null,null,null,null,null,null,null,null,null,null,null,null,null,null,null,null,null,null,null,null,null,null,null,null,null,null,null,null,null,null,null,null,null,null,null,null,null,"",""]
[null,null,null,null,null,null,null,null,null,null,null,null,null,null,null,null,null,null,null,null,null,null,null,null,null,null,null,null,null,null,null,null,null,null,null,null,null,null,null,null,null,null,null,null,null,null,null,null,null,null,null,null,null,null,null,null,null,null,null,null,null,null,null,null,null,null,null,null,null,"",""]
[null,null,null,null,null,null,null,null,null,null,null,null,null,null,null,null,null,null,null,null,null,null,null,null,null,null,null,null,null,null,null,null,null,null,null,null,null,null,null,null,null,null,null,null,null,null,null,null,null,null,null,null,null,null,null,null,null,null,null,null,null,null,null,null,null,null,null,null,null,"",""]
[null,null,null,null,null,null,null,null,null,null,null,null,null,null,null,null,null,null,null,null,null,null,null,null,null,null,null,null,null,null,null,null,null,null,null,null,null,null,null,null,null,null,null,null,null,null,null,null,null,null,null,null,null,null,null,null,null,null,null,null,null,null,null,null,null,null,null,null,null,"",""]
[null,null,null,null,null,null,null,null,null,null,null,null,null,null,null,null,null,null,null,null,null,null,null,null,null,null,null,null,null,null,null,null,null,null,null,null,null,null,null,null,null,null,null,null,null,null,null,null,null,null,null,null,null,null,null,null,null,null,null,null,null,null,null,null,null,null,null,null,null,"",""]
[null,null,null,null,null,null,null,null,null,null,null,null,null,null,null,null,null,null,null,null,null,null,null,null,null,null,null,null,null,null,null,null,null,null,null,null,null,null,null,null,null,null,null,null,null,null,null,null,null,null,null,null,null,null,null,null,null,null,null,null,null,null,null,null,null,null,null,null,null,"",""]
[null,null,null,null,null,null,null,null,null,null,null,null,null,null,null,null,null,null,null,null,null,null,null,null,null,null,null,null,null,null,null,null,null,null,null,null,null,null,null,null,null,null,null,null,null,null,null,null,null,null,null,null,null,null,null,null,null,null,null,null,null,null,null,null,null,null,null,null,null,"",""]
[null,null,null,null,null,null,null,null,null,null,null,null,null,null,null,null,null,null,null,null,null,null,null,null,null,null,null,null,null,null,null,null,null,null,null,null,null,null,null,null,null,null,null,null,null,null,null,null,null,null,null,null,null,null,null,null,null,null,null,null,null,null,null,null,null,null,null,null,null,"",""]
[null,null,null,null,null,null,null,null,null,null,null,null,null,null,null,null,null,null,null,null,null,null,null,null,null,null,null,null,null,null,null,null,null,null,null,null,null,null,null,null,null,null,null,null,null,null,null,null,null,null,null,null,null,null,null,null,null,null,null,null,null,null,null,null,null,null,null,null,null,"",""]
[null,null,null,null,null,null,null,null,null,null,null,null,null,null,null,null,null,null,null,null,null,null,null,null,null,null,null,null,null,null,null,null,null,null,null,null,null,null,null,null,null,null,null,null,null,null,null,null,null,null,null,null,null,null,null,null,null,null,null,null,null,null,null,null,null,null,null,null,null,"",""]
[null,null,null,null,null,null,null,null,null,null,null,null,null,null,null,null,null,null,null,null,null,null,null,null,null,null,null,null,null,null,null,null,null,null,null,null,null,null,null,null,null,null,null,null,null,null,null,null,null,null,null,null,null,null,null,null,null,null,null,null,null,null,null,null,null,null,null,null,null,"",""]
[null,null,null,null,null,null,null,null,null,null,null,null,null,null,null,null,null,null,null,null,null,null,null,null,null,null,null,null,null,null,null,null,null,null,null,null,null,null,null,null,null,null,null,null,null,null,null,null,null,null,null,null,null,null,null,null,null,null,null,null,null,null,null,null,null,null,null,null,null,"",""]
[null,null,null,null,null,null,null,null,null,null,null,null,null,null,null,null,null,null,null,null,null,null,null,null,null,null,null,null,null,null,null,null,null,null,null,null,null,null,null,null,null,null,null,null,null,null,null,null,null,null,null,null,null,null,null,null,null,null,null,null,null,null,null,null,null,null,null,null,null,"",""]
[null,null,null,null,null,null,null,null,null,null,null,null,null,null,null,null,null,null,null,null,null,null,null,null,null,null,null,null,null,null,null,null,null,null,null,null,null,null,null,null,null,null,null,null,null,null,null,null,null,null,null,null,null,null,null,null,null,null,null,null,null,null,null,null,null,null,null,null,null,"",""]
[null,null,null,null,null,null,null,null,null,null,null,null,null,null,null,null,null,null,null,null,null,null,null,null,null,null,null,null,null,null,null,null,null,null,null,null,null,null,null,null,null,null,null,null,null,null,null,null,null,null,null,null,null,null,null,null,null,null,null,null,null,null,null,null,null,null,null,null,null,"",""]
[null,null,null,null,null,null,null,null,null,null,null,null,null,null,null,null,null,null,null,null,null,null,null,null,null,null,null,null,null,null,null,null,null,null,null,null,null,null,null,null,null,null,null,null,null,null,null,null,null,null,null,null,null,null,null,null,null,null,null,null,null,null,null,null,null,null,null,null,null,"",""]
[null,null,null,null,null,null,null,null,null,null,null,null,null,null,null,null,null,null,null,null,null,null,null,null,null,null,null,null,null,null,null,null,null,null,null,null,null,null,null,null,null,null,null,null,null,null,null,null,null,null,null,null,null,null,null,null,null,null,null,null,null,null,null,null,null,null,null,null,null,"",""]
[null,null,null,null,null,null,null,null,null,null,null,null,null,null,null,null,null,null,null,null,null,null,null,null,null,null,null,null,null,null,null,null,null,null,null,null,null,null,null,null,null,null,null,null,null,null,null,null,null,null,null,null,null,null,null,null,null,null,null,null,null,null,null,null,null,null,null,null,null,"",""]
[null,null,null,null,null,null,null,null,null,null,null,null,null,null,null,null,null,null,null,null,null,null,null,null,null,null,null,null,null,null,null,null,null,null,null,null,null,null,null,null,null,null,null,null,null,null,null,null,null,null,null,null,null,null,null,null,null,null,null,null,null,null,null,null,null,null,null,null,null,"",""]
[null,null,null,null,null,null,null,null,null,null,null,null,null,null,null,null,null,null,null,null,null,null,null,null,null,null,null,null,null,null,null,null,null,null,null,null,null,null,null,null,null,null,null,null,null,null,null,null,null,null,null,null,null,null,null,null,null,null,null,null,null,null,null,null,null,null,null,null,null,"",""]
[null,null,null,null,null,null,null,null,null,null,null,null,null,null,null,null,null,null,null,null,null,null,null,null,null,null,null,null,null,null,null,null,null,null,null,null,null,null,null,null,null,null,null,null,null,null,null,null,null,null,null,null,null,null,null,null,null,null,null,null,null,null,null,null,null,null,null,null,null,"",""]
[null,null,null,null,null,null,null,null,null,null,null,null,null,null,null,null,null,null,null,null,null,null,null,null,null,null,null,null,null,null,null,null,null,null,null,null,null,null,null,null,null,null,null,null,null,null,null,null,null,null,null,null,null,null,null,null,null,null,null,null,null,null,null,null,null,null,null,null,null,"",""]
[null,null,null,null,null,null,null,null,null,null,null,null,null,null,null,null,null,null,null,null,null,null,null,null,null,null,null,null,null,null,null,null,null,null,null,null,null,null,null,null,null,null,null,null,null,null,null,null,null,null,null,null,null,null,null,null,null,null,null,null,null,null,null,null,null,null,null,null,null,"",""]
[null,null,null,null,null,null,null,null,null,null,null,null,null,null,null,null,null,null,null,null,null,null,null,null,null,null,null,null,null,null,null,null,null,null,null,null,null,null,null,null,null,null,null,null,null,null,null,null,null,null,null,null,null,null,null,null,null,null,null,null,null,null,null,null,null,null,null,null,null,"",""]
[null,null,null,null,null,null,null,null,null,null,null,null,null,null,null,null,null,null,null,null,null,null,null,null,null,null,null,null,null,null,null,null,null,null,null,null,null,null,null,null,null,null,null,null,null,null,null,null,null,null,null,null,null,null,null,null,null,null,null,null,null,null,null,null,null,null,null,null,null,"",""]
[null,null,null,null,null,null,null,null,null,null,null,null,null,null,null,null,null,null,null,null,null,null,null,null,null,null,null,null,null,null,null,null,null,null,null,null,null,null,null,null,null,null,null,null,null,null,null,null,null,null,null,null,null,null,null,null,null,null,null,null,null,null,null,null,null,null,null,null,null,"",""]
[null,null,null,null,null,null,null,null,null,null,null,null,null,null,null,null,null,null,null,null,null,null,null,null,null,null,null,null,null,null,null,null,null,null,null,null,null,null,null,null,null,null,null,null,null,null,null,null,null,null,null,null,null,null,null,null,null,null,null,null,null,null,null,null,null,null,null,null,null,"",""]
[null,null,null,null,null,null,null,null,null,null,null,null,null,null,null,null,null,null,null,null,null,null,null,null,null,null,null,null,null,null,null,null,null,null,null,null,null,null,null,null,null,null,null,null,null,null,null,null,null,null,null,null,null,null,null,null,null,null,null,null,null,null,null,null,null,null,null,null,null,"",""]
[null,null,null,null,null,null,null,null,null,null,null,null,null,null,null,null,null,null,null,null,null,null,null,null,null,null,null,null,null,null,null,null,null,null,null,null,null,null,null,null,null,null,null,null,null,null,null,null,null,null,null,null,null,null,null,null,null,null,null,null,null,null,null,null,null,null,null,null,null,{"$f":"IF(BP169165<>\"\",BP169165/(1*10^-6),\"\")","v":""},{"$f":"IF(BQ169165<>\"\",BQ169165/(1*10^-6),\"\")","v":""}]
[null,null,null,null,null,null,null,null,null,null,null,null,null,null,null,null,null,null,null,null,null,null,null,null,null,null,null,null,null,null,null,null,null,null,null,null,null,null,null,null,null,null,null,null,null,null,null,null,null,null,null,null,null,null,null,null,null,null,null,null,null,null,null,null,null,null,null,null,null,"",""]
[null,null,null,null,null,null,null,null,null,null,null,null,null,null,null,null,null,null,null,null,null,null,null,null,null,null,null,null,null,null,null,null,null,null,null,null,null,null,null,null,null,null,null,null,null,null,null,null,null,null,null,null,null,null,null,null,null,null,null,null,null,null,null,null,null,null,null,null,null,"",""]
[null,null,null,null,null,null,null,null,null,null,null,null,null,null,null,null,null,null,null,null,null,null,null,null,null,null,null,null,null,null,null,null,null,null,null,null,null,null,null,null,null,null,null,null,null,null,null,null,null,null,null,null,null,null,null,null,null,null,null,null,null,null,null,null,null,null,null,null,null,"",""]
[null,null,null,null,null,null,null,null,null,null,null,null,null,null,null,null,null,null,null,null,null,null,null,null,null,null,null,null,null,null,null,null,null,null,null,null,null,null,null,null,null,null,null,null,null,null,null,null,null,null,null,null,null,null,null,null,null,null,null,null,null,null,null,null,null,null,null,null,null,"",""]
[null,null,null,null,null,null,null,null,null,null,null,null,null,null,null,null,null,null,null,null,null,null,null,null,null,null,null,null,null,null,null,null,null,null,null,null,null,null,null,null,null,null,null,null,null,null,null,null,null,null,null,null,null,null,null,null,null,null,null,null,null,null,null,null,null,null,null,null,null,"",""]
[null,null,null,null,null,null,null,null,null,null,null,null,null,null,null,null,null,null,null,null,null,null,null,null,null,null,null,null,null,null,null,null,null,null,null,null,null,null,null,null,null,null,null,null,null,null,null,null,null,null,null,null,null,null,null,null,null,null,null,null,null,null,null,null,null,null,null,null,null,"",""]
[null,null,null,null,null,null,null,null,null,null,null,null,null,null,null,null,null,null,null,null,null,null,null,null,null,null,null,null,null,null,null,null,null,null,null,null,null,null,null,null,null,null,null,null,null,null,null,null,null,null,null,null,null,null,null,null,null,null,null,null,null,null,null,null,null,null,null,null,null,"",""]
[null,null,null,null,null,null,null,null,null,null,null,null,null,null,null,null,null,null,null,null,null,null,null,null,null,null,null,null,null,null,null,null,null,null,null,null,null,null,null,null,null,null,null,null,null,null,null,null,null,null,null,null,null,null,null,null,null,null,null,null,null,null,null,null,null,null,null,null,null,"",""]
[null,null,null,null,null,null,null,null,null,null,null,null,null,null,null,null,null,null,null,null,null,null,null,null,null,null,null,null,null,null,null,null,null,null,null,null,null,null,null,null,null,null,null,null,null,null,null,null,null,null,null,null,null,null,null,null,null,null,null,null,null,null,null,null,null,null,null,null,null,"",""]
[null,null,null,null,null,null,null,null,null,null,null,null,null,null,null,null,null,null,null,null,null,null,null,null,null,null,null,null,null,null,null,null,null,null,null,null,null,null,null,null,null,null,null,null,null,null,null,null,null,null,null,null,null,null,null,null,null,null,null,null,null,null,null,null,null,null,null,null,null,"",""]
[null,null,null,null,null,null,null,null,null,null,null,null,null,null,null,null,null,null,null,null,null,null,null,null,null,null,null,null,null,null,null,null,null,null,null,null,null,null,null,null,null,null,null,null,null,null,null,null,null,null,null,null,null,null,null,null,null,null,null,null,null,null,null,null,null,null,null,null,null,"",""]
[null,null,null,null,null,null,null,null,null,null,null,null,null,null,null,null,null,null,null,null,null,null,null,null,null,null,null,null,null,null,null,null,null,null,null,null,null,null,null,null,null,null,null,null,null,null,null,null,null,null,null,null,null,null,null,null,null,null,null,null,null,null,null,null,null,null,null,null,null,"",""]
[null,null,null,null,null,null,null,null,null,null,null,null,null,null,null,null,null,null,null,null,null,null,null,null,null,null,null,null,null,null,null,null,null,null,null,null,null,null,null,null,null,null,null,null,null,null,null,null,null,null,null,null,null,null,null,null,null,null,null,null,null,null,null,null,null,null,null,null,null,"",""]
[null,null,null,null,null,null,null,null,null,null,null,null,null,null,null,null,null,null,null,null,null,null,null,null,null,null,null,null,null,null,null,null,null,null,null,null,null,null,null,null,null,null,null,null,null,null,null,null,null,null,null,null,null,null,null,null,null,null,null,null,null,null,null,null,null,null,null,null,null,"",""]
[null,null,null,null,null,null,null,null,null,null,null,null,null,null,null,null,null,null,null,null,null,null,null,null,null,null,null,null,null,null,null,null,null,null,null,null,null,null,null,null,null,null,null,null,null,null,null,null,null,null,null,null,null,null,null,null,null,null,null,null,null,null,null,null,null,null,null,null,null,"",""]
[null,null,null,null,null,null,null,null,null,null,null,null,null,null,null,null,null,null,null,null,null,null,null,null,null,null,null,null,null,null,null,null,null,null,null,null,null,null,null,null,null,null,null,null,null,null,null,null,null,null,null,null,null,null,null,null,null,null,null,null,null,null,null,null,null,null,null,null,null,"",""]
[null,null,null,null,null,null,null,null,null,null,null,null,null,null,null,null,null,null,null,null,null,null,null,null,null,null,null,null,null,null,null,null,null,null,null,null,null,null,null,null,null,null,null,null,null,null,null,null,null,null,null,null,null,null,null,null,null,null,null,null,null,null,null,null,null,null,null,null,null,"",""]
[null,null,null,null,null,null,null,null,null,null,null,null,null,null,null,null,null,null,null,null,null,null,null,null,null,null,null,null,null,null,null,null,null,null,null,null,null,null,null,null,null,null,null,null,null,null,null,null,null,null,null,null,null,null,null,null,null,null,null,null,null,null,null,null,null,null,null,null,null,"",""]
[null,null,null,null,null,null,null,null,null,null,null,null,null,null,null,null,null,null,null,null,null,null,null,null,null,null,null,null,null,null,null,null,null,null,null,null,null,null,null,null,null,null,null,null,null,null,null,null,null,null,null,null,null,null,null,null,null,null,null,null,null,null,null,null,null,null,null,null,null,"",""]
[null,null,null,null,null,null,null,null,null,null,null,null,null,null,null,null,null,null,null,null,null,null,null,null,null,null,null,null,null,null,null,null,null,null,null,null,null,null,null,null,null,null,null,null,null,null,null,null,null,null,null,null,null,null,null,null,null,null,null,null,null,null,null,null,null,null,null,null,null,"",""]
[null,null,null,null,null,null,null,null,null,null,null,null,null,null,null,null,null,null,null,null,null,null,null,null,null,null,null,null,null,null,null,null,null,null,null,null,null,null,null,null,null,null,null,null,null,null,null,null,null,null,null,null,null,null,null,null,null,null,null,null,null,null,null,null,null,null,null,null,null,"",""]
[null,null,null,null,null,null,null,null,null,null,null,null,null,null,null,null,null,null,null,null,null,null,null,null,null,null,null,null,null,null,null,null,null,null,null,null,null,null,null,null,null,null,null,null,null,null,null,null,null,null,null,null,null,null,null,null,null,null,null,null,null,null,null,null,null,null,null,null,null,"",""]
[null,null,null,null,null,null,null,null,null,null,null,null,null,null,null,null,null,null,null,null,null,null,null,null,null,null,null,null,null,null,null,null,null,null,null,null,null,null,null,null,null,null,null,null,null,null,null,null,null,null,null,null,null,null,null,null,null,null,null,null,null,null,null,null,null,null,null,null,null,"",""]
[null,null,null,null,null,null,null,null,null,null,null,null,null,null,null,null,null,null,null,null,null,null,null,null,null,null,null,null,null,null,null,null,null,null,null,null,null,null,null,null,null,null,null,null,null,null,null,null,null,null,null,null,null,null,null,null,null,null,null,null,null,null,null,null,null,null,null,null,null,"",""]
[null,null,null,null,null,null,null,null,null,null,null,null,null,null,null,null,null,null,null,null,null,null,null,null,null,null,null,null,null,null,null,null,null,null,null,null,null,null,null,null,null,null,null,null,null,null,null,null,null,null,null,null,null,null,null,null,null,null,null,null,null,null,null,null,null,null,null,null,null,"",""]
[null,null,null,null,null,null,null,null,null,null,null,null,null,null,null,null,null,null,null,null,null,null,null,null,null,null,null,null,null,null,null,null,null,null,null,null,null,null,null,null,null,null,null,null,null,null,null,null,null,null,null,null,null,null,null,null,null,null,null,null,null,null,null,null,null,null,null,null,null,"",""]